## Sheet1
List of Tests | Final Category
Ammoniacal Nitrogen as N | standard analyte
BOD : 5 Day ATU | standard analyte
Temperature of Water | Meteorological and Environmental Context
pH | standard analyte
Solids, Suspended at 105 C | standard analyte
Nitrogen, Total Oxidised as N | standard analyte
Orthophosphate, reactive as P | standard analyte
Oxygen, Dissolved, % Saturation | standard analyte
Nitrite as N | standard analyte
Nitrate as N | standard analyte
Oxygen, Dissolved as O2 | standard analyte
Ammonia un-ionised as N | standard analyte
Chloride | standard analyte
Alkalinity to pH 4.5 as CaCO3 | standard analyte
Conductivity at 25 C | standard analyte
Zinc | standard analyte
Chemical Oxygen Demand :- {COD} | standard analyte
Copper, Dissolved | standard analyte
Weather : Precipitation | Meteorological and Environmental Context
Visible oil or grease, significant trace: Present/Not found (1/0) | organic contaminants
Phosphorus, Total as P | standard analyte
Weather : Temperature | Meteorological and Environmental Context
Weather : Visibility | Meteorological and Environmental Context
Copper | standard analyte
Iron | standard analyte
Hardness, Total as CaCO3 | standard analyte
Calcium | standard analyte
Magnesium | standard analyte
Phenolic Odour | organic contaminants
Cadmium | standard analyte
Weather : Precipitation : Past 7 days | Meteorological and Environmental Context
Weather : Temperature : Past 7 days | Meteorological and Environmental Context
Type of flow as description | Hydrological Measurement Data
Lead | standard analyte
Nickel | standard analyte
Chromium | standard analyte
Conductivity at 20 C | standard analyte
Weather : Visibility : Past 7 days | Meteorological and Environmental Context
Salinity : In Situ | standard analyte
Iron, Dissolved | standard analyte
Nickel, Dissolved | standard analyte
Lead, Dissolved | standard analyte
Carbon, Organic, Dissolved as C :- {DOC} | standard analyte
Zinc, Dissolved | standard analyte
Silica, reactive as SiO2 | standard analyte
Chromium, Dissolved | standard analyte
Chlorophyll : Acetone Extract | organic contaminants
Cadmium, Dissolved | standard analyte
Turbidity | standard analyte
Potassium | standard analyte
Streptococci : Faecal : Presumptive : MF | standard analyte
Coliforms, Faecal : Presumptive : MF | standard analyte
Escherichia coli : Confirmed : MF | standard analyte
Nitrogen, Total as N | standard analyte
Coliforms, Total : Presumptive : MF | standard analyte
Aluminium | standard analyte
Enterococci: Intestinal: Presumptive: MF | standard analyte
Sulphate as SO4 | standard analyte
Calcium, Dissolved | standard analyte
Manganese, Dissolved | standard analyte
Mercury | standard analyte
Phosphate :- {TIP} | standard analyte
Manganese | standard analyte
Enterococci: Intestinal: Confirmed: MF | standard analyte
Sodium | standard analyte
No flow /No sample | Hydrological Measurement Data
Sewage debris | Qualitative Field Observations
Coliforms, Faecal : Confirmed | standard analyte
Boron | standard analyte
Magnesium, Dissolved | standard analyte
Orthophosphate, Filtered as P | standard analyte
Number of beach users | Qualitative Field Observations
Arsenic | standard analyte
Coliforms, Total : Confirmed : MF | standard analyte
Bathing Water Profile : Macroalgae | standard analyte
Bathing Water Profile : Algal Bloom | Qualitative Field Observations
Bathing Water Profile : Animal Faeces | Qualitative Field Observations
Bathing Water Profile : Other Litter (incl. plastics) | microplastics, nanoplastic, pfas, insecticide, pesticide, or similar
Chloroform :- {Trichloromethane} | organic contaminants
Nitrogen, Kjeldahl as N | standard analyte
Nitrogen, Total Oxidised, Filtered as N | standard analyte
HCH -gamma :- {Lindane} | microplastics, nanoplastic, pfas, insecticide, pesticide, or similar
Arsenic, Dissolved | standard analyte
National Grid Reference : Whole : Field report | Administrative and Procedural Markers
Nitrogen, Total Inorganic : (Calculated) | standard analyte
Aluminium, Dissolved | standard analyte
Bathers per 100 m | Qualitative Field Observations
Streptococci : Faecal : Confirmed : MF | standard analyte
1,2-Dichloroethane | organic contaminants
Fluoride | standard analyte
Foam Visible | Qualitative Field Observations
Flow, instantaneous | Hydrological Measurement Data
Boron, Dissolved | standard analyte
Transparency | standard analyte
Carbon tetrachloride :- {Tetrachloromethane} | organic contaminants
Mercury, Dissolved | standard analyte
Ammoniacal Nitrogen, Filtered as N | standard analyte
Potassium, Dissolved | standard analyte
Trichloroethylene :- {Trichloroethene} | organic contaminants
Vanadium | standard analyte
Tarry residues | organic contaminants
Sodium, Dissolved | standard analyte
Tetrachloroethylene :- {Perchloroethylene} | organic contaminants
MST Filtration | standard analyte
Time of high tide | Hydrological Measurement Data
pH : In Situ | standard analyte
Dieldrin | microplastics, nanoplastic, pfas, insecticide, pesticide, or similar
HCH -alpha | microplastics, nanoplastic, pfas, insecticide, pesticide, or similar
Colour : Abnormal | standard analyte
1,1,1-Trichloroethane | organic contaminants
HCH -beta | microplastics, nanoplastic, pfas, insecticide, pesticide, or similar
Nitrogen, Organic as N | standard analyte
Sample Depth below surface | Hydrological Measurement Data
DDT -pp | microplastics, nanoplastic, pfas, insecticide, pesticide, or similar
Aldrin | microplastics, nanoplastic, pfas, insecticide, pesticide, or similar
Endrin | microplastics, nanoplastic, pfas, insecticide, pesticide, or similar
DDE -pp | microplastics, nanoplastic, pfas, insecticide, pesticide, or similar
TDE -pp | microplastics, nanoplastic, pfas, insecticide, pesticide, or similar
Barium | standard analyte
Mecoprop | microplastics, nanoplastic, pfas, insecticide, pesticide, or similar
Tributyl Tin as Cation | standard analyte
Nitrite, Filtered as N | standard analyte
Hexachlorobenzene | organic contaminants
Weather : Unusual Condition Flag : Scale 0-5 | Meteorological and Environmental Context
Action Taken | Administrative and Procedural Markers
DDT -op | microplastics, nanoplastic, pfas, insecticide, pesticide, or similar
Number of bathers | Qualitative Field Observations
Simazine | microplastics, nanoplastic, pfas, insecticide, pesticide, or similar
Strontium | standard analyte
Water Depth | Hydrological Measurement Data
Malathion | microplastics, nanoplastic, pfas, insecticide, pesticide, or similar
Atrazine | microplastics, nanoplastic, pfas, insecticide, pesticide, or similar
NGR : Easting | standard analyte
NGR : Northing | Administrative and Procedural Markers
Volume of Sample Filtered | Administrative and Procedural Markers
Dichlorvos | microplastics, nanoplastic, pfas, insecticide, pesticide, or similar
Isodrin | microplastics, nanoplastic, pfas, insecticide, pesticide, or similar
Hexachlorobutadiene | organic contaminants
Pentachlorophenol | organic contaminants
Lithium | standard analyte
Colour, Filtered | standard analyte
Benzene | organic contaminants
Weather : Wind Direction : Degrees | Meteorological and Environmental Context
Barium, Dissolved | standard analyte
Solids, non-volatile at 500 C | organic contaminants
1,2,4-Trichlorobenzene | organic contaminants
1,2,3-Trichlorobenzene | organic contaminants
Strontium, Filtered | standard analyte
Fenitrothion | microplastics, nanoplastic, pfas, insecticide, pesticide, or similar
Benzo(a)Pyrene | organic contaminants
1,3,5-Trichlorobenzene | organic contaminants
Silicate, Filtered as SiO2 | standard analyte
Lithium, Dissolved | standard analyte
Benzo(k)Fluoranthene | organic contaminants
Benzo(b)Fluoranthene | organic contaminants
Sulphate, Dissolved as SO4 | standard analyte
Benzo(g,h,i)Perylene | organic contaminants
Indeno(1,2,3-cd)pyrene | organic contaminants
Nitrate, Filtered as N | standard analyte
Parathion-ethyl :- {Parathion} | microplastics, nanoplastic, pfas, insecticide, pesticide, or similar
Toluene :- {Methylbenzene} | organic contaminants
Azinphos-methyl | microplastics, nanoplastic, pfas, insecticide, pesticide, or similar
Fluoranthene | organic contaminants
COPA | Administrative and Procedural Markers
Time of sampling relative to previous high water | Hydrological Measurement Data
Silver | standard analyte
Ionic Balance | standard analyte
2,4-D :- {2,4-Dichlorophenoxyacetic acid} | microplastics, nanoplastic, pfas, insecticide, pesticide, or similar
Diazinon | microplastics, nanoplastic, pfas, insecticide, pesticide, or similar
Weather : Scale 1-6 | Meteorological and Environmental Context
Weather : Temperature : Previous 24 hours | Meteorological and Environmental Context
Cyanide as CN | standard analyte
Linuron | microplastics, nanoplastic, pfas, insecticide, pesticide, or similar
PCB - 028 | organic contaminants
PCB - 052 | organic contaminants
PCB - 101 | organic contaminants
PCB - 118 | organic contaminants
PCB - 153 | organic contaminants
MCPA :- {4-Chloro-2-methylphenoxyacetic acid} | microplastics, nanoplastic, pfas, insecticide, pesticide, or similar
PCB - 138 | organic contaminants
PCB - 180 | organic contaminants
1,2-Dimethylbenzene :- {o-Xylene} | organic contaminants
HCH -delta | microplastics, nanoplastic, pfas, insecticide, pesticide, or similar
Site visit only : No sample bottle | Administrative and Procedural Markers
Trifluralin | microplastics, nanoplastic, pfas, insecticide, pesticide, or similar
Cobalt | standard analyte
Dimethylbenzene : Sum of isomers (1,3- 1,4-) | organic contaminants
Parathion-methyl | microplastics, nanoplastic, pfas, insecticide, pesticide, or similar
Diuron | microplastics, nanoplastic, pfas, insecticide, pesticide, or similar
Chlorfenvinphos | standard analyte
1,1,2-Trichloroethane | organic contaminants
Oxygen : as % V/V O2 | standard analyte
Odour : Phenolic | organic contaminants
GCMS Screen : Target Based multi-residue screening : Semi Quantitative | organic contaminants
Fenthion | microplastics, nanoplastic, pfas, insecticide, pesticide, or similar
Carbon Dioxide : as % V/V CO2 | standard analyte
Methane : as % V/V | organic contaminants
Azinphos-ethyl | microplastics, nanoplastic, pfas, insecticide, pesticide, or similar
Triphenyl Tin as Cation | standard analyte
Isoproturon | microplastics, nanoplastic, pfas, insecticide, pesticide, or similar
Propetamphos | standard analyte
Dimethoate | microplastics, nanoplastic, pfas, insecticide, pesticide, or similar
Bicarbonate as HCO3 | standard analyte
Mevinphos | standard analyte
State of sea : Measurement of waves Scale 0-6 | Qualitative Field Observations
Triazophos | standard analyte
Beryllium | standard analyte
Antimony | standard analyte
Endosulfan B | microplastics, nanoplastic, pfas, insecticide, pesticide, or similar
Selenium | standard analyte
Tin | standard analyte
2-Chlorophenol | organic contaminants
Chlorotoluron | microplastics, nanoplastic, pfas, insecticide, pesticide, or similar
Weather : Cloud Cover | Meteorological and Environmental Context
Endosulfan A | microplastics, nanoplastic, pfas, insecticide, pesticide, or similar
Turbidity : In Situ | standard analyte
Dichlorprop :- {2,4-DP} | microplastics, nanoplastic, pfas, insecticide, pesticide, or similar
2,4-DB :- {4-(2,4-dichlorophenoxy)butyric acid} | microplastics, nanoplastic, pfas, insecticide, pesticide, or similar
Propazine | microplastics, nanoplastic, pfas, insecticide, pesticide, or similar
Carbophenothion | standard analyte
Ethylbenzene | organic contaminants
Bromide | standard analyte
Weather : Wind Speed : Beaufort Scale | Meteorological and Environmental Context
Bentazone | microplastics, nanoplastic, pfas, insecticide, pesticide, or similar
Phenol | organic contaminants
Titanium | standard analyte
Chlorophyll a + b | standard analyte
Detergents, Anionic | organic contaminants
Terbutryn | microplastics, nanoplastic, pfas, insecticide, pesticide, or similar
Ioxynil | microplastics, nanoplastic, pfas, insecticide, pesticide, or similar
Chlorodibromomethane | organic contaminants
Dicamba | microplastics, nanoplastic, pfas, insecticide, pesticide, or similar
Weather : Atmospheric pressure | standard analyte
Bromodichloromethane | organic contaminants
2,4,5-T :- {2,4,5-Trichlorophenoxyacetic acid} | microplastics, nanoplastic, pfas, insecticide, pesticide, or similar
2,4-Dichlorophenol | microplastics, nanoplastic, pfas, insecticide, pesticide, or similar
Bromoform :- {Tribromomethane} | organic contaminants
2-Methylphenol :- {o-Cresol} | organic contaminants
Nitrogen, Dissolved Inorganic : as N | standard analyte
Nickel : BLM Bioavailable | standard analyte
Lead : BLM Bioavailable | standard analyte
3-Methylphenol :- {m-Cresol} | organic contaminants
Triclopyr | microplastics, nanoplastic, pfas, insecticide, pesticide, or similar
Monuron | microplastics, nanoplastic, pfas, insecticide, pesticide, or similar
Coumaphos | standard analyte
2,4,6-Trichlorophenol | organic contaminants
Bromate | standard analyte
Fenoprop | microplastics, nanoplastic, pfas, insecticide, pesticide, or similar
Copper : BLM Bioavailable | standard analyte
Cypermethrin | microplastics, nanoplastic, pfas, insecticide, pesticide, or similar
Fenuron | microplastics, nanoplastic, pfas, insecticide, pesticide, or similar
MCPB :- {4-Chloro-2-methylphenoxybutyric acid} | microplastics, nanoplastic, pfas, insecticide, pesticide, or similar
Diflurobenzuron | microplastics, nanoplastic, pfas, insecticide, pesticide, or similar
Prometryn | microplastics, nanoplastic, pfas, insecticide, pesticide, or similar
Carbon, Organic, Total as C :- {TOC} | standard analyte
Phytoplankton | standard analyte
Escherichia coli : Presumptive : MF | standard analyte
Uranium | standard analyte
Neburon | microplastics, nanoplastic, pfas, insecticide, pesticide, or similar
Thallium : Total | standard analyte
Detergents, Non-ionic | organic contaminants
Ethion | microplastics, nanoplastic, pfas, insecticide, pesticide, or similar
Manganese : BLM Bioavailable | standard analyte
Styrene :- {Vinylbenzene} | organic contaminants
Vanadium, Dissolved | standard analyte
Desmetryn | microplastics, nanoplastic, pfas, insecticide, pesticide, or similar
Fluroxypyr | microplastics, nanoplastic, pfas, insecticide, pesticide, or similar
Naphthalene | organic contaminants
Chlorpyrifos-ethyl | microplastics, nanoplastic, pfas, insecticide, pesticide, or similar
Mineral Oil | organic contaminants
Bromoxynil | microplastics, nanoplastic, pfas, insecticide, pesticide, or similar
cis-Permethrin | microplastics, nanoplastic, pfas, insecticide, pesticide, or similar
Carbetamide | microplastics, nanoplastic, pfas, insecticide, pesticide, or similar
Salinity, by Conductivity | standard analyte
4-Chloro-3-methylphenol :- {p-Chloro-m-cresol} | organic contaminants
2,3,6-TBA :- {2,3,6-Trichlorobenzoic acid} | organic contaminants
cis-1,2-Dichloroethylene :- {cis-1,2-Dichloroethene} | organic contaminants
trans-Permethrin | microplastics, nanoplastic, pfas, insecticide, pesticide, or similar
MTBE :- {Methyl tert-butyl ether} | organic contaminants
Monolinuron | microplastics, nanoplastic, pfas, insecticide, pesticide, or similar
Methabenzthiazuron | microplastics, nanoplastic, pfas, insecticide, pesticide, or similar
Benazolin | microplastics, nanoplastic, pfas, insecticide, pesticide, or similar
Number of birds | Qualitative Field Observations
1,1-Dichloroethylene :- {1,1-Dichloroethene} | organic contaminants
2,5-Dimethylphenol :- {2,5-Xylenol} | organic contaminants
Number of dogs | Qualitative Field Observations
Chloroxuron | microplastics, nanoplastic, pfas, insecticide, pesticide, or similar
Carbendazim | microplastics, nanoplastic, pfas, insecticide, pesticide, or similar
Chloridazon | microplastics, nanoplastic, pfas, insecticide, pesticide, or similar
2,5-Dichlorophenol | organic contaminants
Appearance of liquid : Main Colour | standard analyte
Pirimicarb | microplastics, nanoplastic, pfas, insecticide, pesticide, or similar
1,1-Dichloroethane | organic contaminants
trans-1,2-Dichloroethylene :- {trans-1,2-Dichloroethene} | organic contaminants
Zinc : BLM Bioavailable | standard analyte
Trietazine | microplastics, nanoplastic, pfas, insecticide, pesticide, or similar
Chlorpyrifos-methyl | microplastics, nanoplastic, pfas, insecticide, pesticide, or similar
Fenchlorphos :- {Ronnel} | standard analyte
4-Nonylphenol Branched | organic contaminants
Clopyralid | microplastics, nanoplastic, pfas, insecticide, pesticide, or similar
State of visible pollution Scale 0-3 | Qualitative Field Observations
Appearance of liquid : Colour Strength | standard analyte
4-Methylphenol :- {p-Cresol} | organic contaminants
Beach signage confirmation | Administrative and Procedural Markers
1,1,1,2-Tetrachloroethane | organic contaminants
4-Chloro-2-methylphenol :- {p-Chloro-o-cresol} | organic contaminants
Appearance of solid : Quantity | Qualitative Field Observations
Bendiocarb | microplastics, nanoplastic, pfas, insecticide, pesticide, or similar
Propyzamide | microplastics, nanoplastic, pfas, insecticide, pesticide, or similar
Pirimiphos-methyl | standard analyte
Fenpropimorph | microplastics, nanoplastic, pfas, insecticide, pesticide, or similar
Ethofumesate | microplastics, nanoplastic, pfas, insecticide, pesticide, or similar
Atrazine-desethyl :- {Atrazine-de-ethyl} | microplastics, nanoplastic, pfas, insecticide, pesticide, or similar
Atrazine-desisopropyl :- {Atrazine de-isopropyl} | microplastics, nanoplastic, pfas, insecticide, pesticide, or similar
Prochloraz | microplastics, nanoplastic, pfas, insecticide, pesticide, or similar
Metazachlor | microplastics, nanoplastic, pfas, insecticide, pesticide, or similar
Metsulfuron-methyl | microplastics, nanoplastic, pfas, insecticide, pesticide, or similar
Salinity | standard analyte
Pirimiphos-ethyl | standard analyte
Picloram | microplastics, nanoplastic, pfas, insecticide, pesticide, or similar
Fonofos | microplastics, nanoplastic, pfas, insecticide, pesticide, or similar
Cyanazine | microplastics, nanoplastic, pfas, insecticide, pesticide, or similar
Metalaxyl | microplastics, nanoplastic, pfas, insecticide, pesticide, or similar
Bupirimate | microplastics, nanoplastic, pfas, insecticide, pesticide, or similar
Period of Spills | Administrative and Procedural Markers
Total Time Spilling during Spill Period | Administrative and Procedural Markers
Significant Spills | Administrative and Procedural Markers
Napropamide | microplastics, nanoplastic, pfas, insecticide, pesticide, or similar
Ethyl tert-butyl ether :- {ETBE} | organic contaminants
tert-Amyl methyl ether :- {TAME} | organic contaminants
1,1,2,2-Tetrachloroethane | organic contaminants
Iodofenphos | microplastics, nanoplastic, pfas, insecticide, pesticide, or similar
Iprodione | microplastics, nanoplastic, pfas, insecticide, pesticide, or similar
TDE -op | microplastics, nanoplastic, pfas, insecticide, pesticide, or similar
Heptachlor | microplastics, nanoplastic, pfas, insecticide, pesticide, or similar
DDE -op | microplastics, nanoplastic, pfas, insecticide, pesticide, or similar
2,3-Dimethylphenol :- {2,3-Xylenol} | organic contaminants
Phenols : Monohydric as Phenol | organic contaminants
Irgarol 1051 | microplastics, nanoplastic, pfas, insecticide, pesticide, or similar
HCH : Total (Alpha, Beta, Gamma) | microplastics, nanoplastic, pfas, insecticide, pesticide, or similar
Bathing Water Profile : Dead Marine Life | Qualitative Field Observations
Bathing Water Profile : Oil and Tar | organic contaminants
Molybdenum | standard analyte
Suite Indicator : E | Administrative and Procedural Markers
Selenium, Dissolved | standard analyte
DDT : Sum of components | microplastics, nanoplastic, pfas, insecticide, pesticide, or similar
Drins : Total (Aldrin, Dieldrin, Endrin, Isodrin) | microplastics, nanoplastic, pfas, insecticide, pesticide, or similar
Phorate | microplastics, nanoplastic, pfas, insecticide, pesticide, or similar
Tecnazene | microplastics, nanoplastic, pfas, insecticide, pesticide, or similar
Chlorobenzene | organic contaminants
Transparency, visual, Non Secchi | standard analyte
2,4,5-Trichlorophenol | microplastics, nanoplastic, pfas, insecticide, pesticide, or similar
cis-Heptachlor epoxide | microplastics, nanoplastic, pfas, insecticide, pesticide, or similar
trans-Heptachlor epoxide | microplastics, nanoplastic, pfas, insecticide, pesticide, or similar
4-Chlorophenol | organic contaminants
Sampling Frequency | Administrative and Procedural Markers
Iodide | standard analyte
2,4-Dimethylphenol :- {2,4-Xylenol} | microplastics, nanoplastic, pfas, insecticide, pesticide, or similar
Borehole : Depth to liquid :- {Ground level to liquid} | Hydrological Measurement Data
Metoxuron | microplastics, nanoplastic, pfas, insecticide, pesticide, or similar
Dichlobenil | microplastics, nanoplastic, pfas, insecticide, pesticide, or similar
3,5-Dimethylphenol :- {3,5-Xylenol} | organic contaminants
Salinity, by Bench Salinometer | standard analyte
Trichlorobenzene : Total (123-, 124-, 135-) | organic contaminants
Lasting foam | standard analyte
Anthracene | organic contaminants
Carbaryl | microplastics, nanoplastic, pfas, insecticide, pesticide, or similar
Dimethylbenzene : Sum of (1,2- 1,3- 1,4-) :- {Xylene} | organic contaminants
Ionic Balance: Dissolved | standard analyte
Population Equivalent - Calculated | Administrative and Procedural Markers
Chlorophyll : Methanol Extract | organic contaminants
Suite Indicator : GQA | Administrative and Procedural Markers
Silver, Dissolved | standard analyte
Water level above OD | Hydrological Measurement Data
Dichloromethane :- {Methylene Dichloride} | organic contaminants
Chrysene | organic contaminants
Pyrene | organic contaminants
Weather : Wind Speed | Meteorological and Environmental Context
PCB - 105 | organic contaminants
Aldicarb | microplastics, nanoplastic, pfas, insecticide, pesticide, or similar
3-Chlorophenol | organic contaminants
Benzo(a)Anthracene | organic contaminants
Cadmium : Dry Wt | standard analyte
Asulam | microplastics, nanoplastic, pfas, insecticide, pesticide, or similar
Methiocarb | microplastics, nanoplastic, pfas, insecticide, pesticide, or similar
PCB - 156 | organic contaminants
Flow : Rate of change | Hydrological Measurement Data
Chlorothalonil | microplastics, nanoplastic, pfas, insecticide, pesticide, or similar
Oxamyl | microplastics, nanoplastic, pfas, insecticide, pesticide, or similar
Perfluorooctylsulphonate anion | standard analyte
4-tert-Octylphenol :- {p-tert-Octylphenol} | organic contaminants
Propoxur | microplastics, nanoplastic, pfas, insecticide, pesticide, or similar
Methomyl | microplastics, nanoplastic, pfas, insecticide, pesticide, or similar
Mercury : Dry Wt | standard analyte
Ethiofencarb | microplastics, nanoplastic, pfas, insecticide, pesticide, or similar
Cyanide : Free as CN | standard analyte
Phenanthrene | organic contaminants
Carbofuran | microplastics, nanoplastic, pfas, insecticide, pesticide, or similar
Aldicarb sulfoxide | microplastics, nanoplastic, pfas, insecticide, pesticide, or similar
Aldoxycarb :- {Aldicarb Sulfone} | microplastics, nanoplastic, pfas, insecticide, pesticide, or similar
Weather : Rainfall : Coded | standard analyte
Fluorene | organic contaminants
Chlorophyll b | standard analyte
Acenaphthene | standard analyte
Hydrocarbon Oils | organic contaminants
2,3,5,6-Tetrachloroaniline | organic contaminants
Sulphide as S | standard analyte
4-Chlorophenoxyacetic acid | standard analyte
Chlorophyll a : HPLC | standard analyte
4-Phenoxybutyric acid :- {PBA} | standard analyte
2-Phenoxypropionic acid :- {PPA} | standard analyte
Conductivity : In Situ | standard analyte
Identity of hand held meter | Administrative and Procedural Markers
Perfluorooctanoate anion | standard analyte
Phenoxyacetic acid :- {PAA} | standard analyte
Chlorine Free as Cl2 | standard analyte
HCH -epsilon | microplastics, nanoplastic, pfas, insecticide, pesticide, or similar
Cobalt, Dissolved | standard analyte
Descriptive Site Inspection : Pass/Fail 1/0 | Administrative and Procedural Markers
Cyfluthrin | microplastics, nanoplastic, pfas, insecticide, pesticide, or similar
PCB : Total | organic contaminants
Dibenzo(a,h)Anthracene | organic contaminants
Appearance of liquid : Secondary Colour | standard analyte
Phaeophytin A | standard analyte
Phaeophytin B | standard analyte
1,2-Dichlorobenzene | organic contaminants
Pendimethalin | microplastics, nanoplastic, pfas, insecticide, pesticide, or similar
1,3-Dichlorobenzene | organic contaminants
Chlorophyll a | standard analyte
Lead : Dry Wt | standard analyte
Triclosan | pharmaceuticals
Copper : Dry Wt | standard analyte
Zinc : Dry Wt | standard analyte
1,4-Dichlorobenzene | organic contaminants
Nickel : Dry Wt | standard analyte
Chromium : Dry Wt | standard analyte
Titanium, Filtered | standard analyte
3,4-Dimethylphenol :- {3,4-Xylenol} | organic contaminants
2,6-Dimethylphenol :- {2,6-Xylenol} | organic contaminants
Vinyl chloride :- {Chloroethylene} | organic contaminants
2,3,5,6-Tetrachlorothioanisole | organic contaminants
2,6-Dichlorophenol | organic contaminants
Oils, Grease and Fats | organic contaminants
Demeton-S-methyl | microplastics, nanoplastic, pfas, insecticide, pesticide, or similar
Cypermethrin Identification | microplastics, nanoplastic, pfas, insecticide, pesticide, or similar
Unsightly matter | Qualitative Field Observations
Weather : Sunshine : Coded | standard analyte
Bathers per kilometre | Qualitative Field Observations
Marine algae, Strandline | standard analyte
Marine algae, Offshore | standard analyte
Marine algae, Waters edge | standard analyte
GCMS Screen : Semi-Volatile Screen: Semi Quantitative | organic contaminants
Residual mass: after drying at 105 C | Administrative and Procedural Markers
Tin, Dissolved | standard analyte
Arsenic : Dry Wt | standard analyte
Permethrin (cis- and trans-) | microplastics, nanoplastic, pfas, insecticide, pesticide, or similar
Acenaphthylene | standard analyte
2,2,4,4,6-Pentabromodiphenyl ether :- {PBDE 100} | organic contaminants
2,2,4,4,5-Pentabromodiphenyl ether :- {PBDE 99} | organic contaminants
2,4,4-TriBromoDiphenylEther | organic contaminants
2,2,4,4-Tetrabromodiphenyl ether :- {PBDE 47} | organic contaminants
2,2,4,4,5,5-Hexabromodiphenyl ether :- {PBDE 153} | organic contaminants
2,2,4,4,5,6-Hexabromodiphenyl ether :- {PBDE 154} | organic contaminants
Site number | Administrative and Procedural Markers
Methoxychlor | microplastics, nanoplastic, pfas, insecticide, pesticide, or similar
Oil | organic contaminants
Chromium Hexavalent, Dissolved :- {Cr VI} | standard analyte
Flumethrin | microplastics, nanoplastic, pfas, insecticide, pesticide, or similar
1,2,4-Trimethylbenzene | organic contaminants
1,3,5-Trimethylbenzene :- {Mesitylene} | organic contaminants
Di(2-ethylhexyl) phthalate :- {DEHP} | organic contaminants
Sample Preparation | Administrative and Procedural Markers
cis-Chlordane | microplastics, nanoplastic, pfas, insecticide, pesticide, or similar
trans-Chlordane | microplastics, nanoplastic, pfas, insecticide, pesticide, or similar
Borehole : Pressure relative to atmospheric pressure | standard analyte
Sorting Coefficient | standard analyte
Inclusive Graphic Skewness :- {SKI} | standard analyte
Antimony, Dissolved | standard analyte
Propachlor | microplastics, nanoplastic, pfas, insecticide, pesticide, or similar
ICP-MS : Metals screen : Semi-quantitative | Screening or Multi-Parameter Tests
Sea Colour : compared to normal | standard analyte
1,2,3-Trimethylbenzene | organic contaminants
Ethirimol | microplastics, nanoplastic, pfas, insecticide, pesticide, or similar
Sulcotrione | microplastics, nanoplastic, pfas, insecticide, pesticide, or similar
Hydrogen Sulphide | standard analyte
Pentachlorobenzene | organic contaminants
Oil Type : Qualitative | organic contaminants
Biphenyl | standard analyte
Oxygen, Dissolved : (Laboratory) as O2 | standard analyte
Benzo(e)Pyrene | organic contaminants
Azoxystrobin | microplastics, nanoplastic, pfas, insecticide, pesticide, or similar
Molybdenum, Dissolved | standard analyte
2-Chloro-4-nitrotoluene | organic contaminants
2-Chloro-6-nitrotoluene | organic contaminants
Optical Density at 550 nm, Filtered | standard analyte
Optical Density at 600 nm, Filtered | standard analyte
Optical Density at 500 nm, Filtered | standard analyte
Beryllium, Dissolved | standard analyte
Calcium : Magnesium ratio | standard analyte
Sodium : Chloride ratio | standard analyte
2,3-Dichlorophenol | organic contaminants
2-Ethyl phenol | organic contaminants
4-Chloro-2-nitrotoluene :- {2-Nitro-4-Chlorotoluene} | organic contaminants
Animal faeces, Strandline to waters edge | Qualitative Field Observations
Chlorpropham | standard analyte
Floating material : Tars | organic contaminants
Hardness, Calcium | standard analyte
pH : Instrumental | standard analyte
4-Chloro-3-nitrotoluene | organic contaminants
DDT : Total Isomers (DDT op pp, DDE pp, TDE pp) | microplastics, nanoplastic, pfas, insecticide, pesticide, or similar
Dry Solids at 30 C | standard analyte
Fluoranthene : Dry Wt | organic contaminants
Flow Type | Hydrological Measurement Data
Benzo(a)Pyrene : Dry Wt | organic contaminants
Carbon, Organic : Dry Wt as C | standard analyte
Benzo(a)Anthracene : Dry Wt | organic contaminants
Anthracene : Dry Wt | organic contaminants
Site Inspection : Pass/Fail (1/0) | Administrative and Procedural Markers
Pyrene : Dry Wt | organic contaminants
GCMS Screen : Volatile Screen : Semi Quantitative | organic contaminants
Phenanthrene : Dry Wt | organic contaminants
Naphthalene : Dry Wt | organic contaminants
PCB - 118 : Dry Wt | organic contaminants
Indeno(1,2,3-cd)pyrene : Dry Wt | organic contaminants
Benzo(g,h,i)Perylene : Dry Wt | organic contaminants
Grain Size Median | standard analyte
Trihalomethanes : Total :- {THM} | organic contaminants
Flow : Daily total | Hydrological Measurement Data
PCB - 138 : Dry Wt | organic contaminants
PCB - 101 : Dry Wt | organic contaminants
PCB - 180 : Dry Wt | organic contaminants
PCB - 052 : Dry Wt | organic contaminants
PCB - 028 : Dry Wt | organic contaminants
PCB - 153 : Dry Wt | organic contaminants
2,4-D Methyl Ester | microplastics, nanoplastic, pfas, insecticide, pesticide, or similar
2,4-D Butyl Ester | microplastics, nanoplastic, pfas, insecticide, pesticide, or similar
Orthophosphate, Dissolved | standard analyte
Imazapyr | microplastics, nanoplastic, pfas, insecticide, pesticide, or similar
Perfluoroundecanoic acid | Administrative and Procedural Markers
Solids, Volatile at 500 C | organic contaminants
Flow : Full treatment, 24 Hour | Hydrological Measurement Data
Perfluorodecanoic acid | Administrative and Procedural Markers
Perfluorononanoic acid | Administrative and Procedural Markers
Chloride, GF/C Filtered | standard analyte
Perfluoroheptanoic acid | Administrative and Procedural Markers
Perfluorododecanoic acid | Administrative and Procedural Markers
Perfluorohexanoic acid | Administrative and Procedural Markers
Perfluorooctanoic acid | Administrative and Procedural Markers
Perfluoropentanoic acid | Administrative and Procedural Markers
Chrysene : Dry Wt | organic contaminants
Optical Density at 400 nm, Filtered | standard analyte
Optical Density at 450 nm, Filtered | standard analyte
PAH : Total :- {Polynuclear Aromatic Hydrocarbons} | organic contaminants
Oxygen, Dissolved, % Saturation : (Laboratory) | standard analyte
Chromium Hexavalent | standard analyte
Water Level Below top cover | Hydrological Measurement Data
Optical Density at 650 nm, Filtered | standard analyte
Borehole : Depth total, Metres below datum | Hydrological Measurement Data
Glyphosate | microplastics, nanoplastic, pfas, insecticide, pesticide, or similar
Grain Size Inclusive Mean | standard analyte
Sulcofuron | microplastics, nanoplastic, pfas, insecticide, pesticide, or similar
2,4-D Iso Octyl Ester | microplastics, nanoplastic, pfas, insecticide, pesticide, or similar
2,4-D Glycol Butyl Ester | microplastics, nanoplastic, pfas, insecticide, pesticide, or similar
Date sample data first entered on file. | Administrative and Procedural Markers
Time of amendment | Administrative and Procedural Markers
Date of amendment | Administrative and Procedural Markers
Day of the week : (1 = Monday) | Administrative and Procedural Markers
Alkalinity to pH 4.5 : Grans Plot | standard analyte
LCMS Screen : Semi Quantitative | Screening or Multi-Parameter Tests
Grain Size Inclusive Kurtosis | standard analyte
Contraceptives/Tampon applicators | Qualitative Field Observations
Intact faeces | Qualitative Field Observations
Grease /Scum | organic contaminants
Sanitary towels | organic contaminants
Obnoxious sewage odours | Qualitative Field Observations
Algal bloom, Strandline to waters edge | Qualitative Field Observations
Chlorine : Total Available | standard analyte
Colour change | standard analyte
Perfluorotetradecanoic acid | Administrative and Procedural Markers
Chlorotoluene : Total Isomers (2- 3- 4-) | organic contaminants
Animal faeces, Strandline | Qualitative Field Observations
Hexabromocyclododecane Total: (Sum of a, b, g) | organic contaminants
Dibutyl Tin as Cation | standard analyte
Bacillus globigii : MF | standard analyte
Flucofuron | microplastics, nanoplastic, pfas, insecticide, pesticide, or similar
PCSDs :- {chlorphenylid} | standard analyte
Iron : Dry Wt | standard analyte
High water | Hydrological Measurement Data
Preparation: DNA | Administrative and Procedural Markers
Acenaphthene : Dry Wt | standard analyte
Optical Density at 700 nm, Filtered | standard analyte
Dibenzo(a,h)Anthracene : Dry Wt | organic contaminants
Depth : Total | Hydrological Measurement Data
Fluorene : Dry Wt | organic contaminants
Acenaphthylene : Dry Wt | standard analyte
Bacteroides HF183 primer | Administrative and Procedural Markers
Phage : F+ Coliphage | standard analyte
Microbial Source Tracking | standard analyte
pH : Solid sample | standard analyte
2-Chloro-5-nitrotoluene | organic contaminants
Lambda-cyhalothrin | microplastics, nanoplastic, pfas, insecticide, pesticide, or similar
2-Chlorotoluene :- {1-Chloro-2-methylbenzene} | organic contaminants
Suite Indicator : EC-F | Administrative and Procedural Markers
Perfluorooctanesulfonic acid (linear) | Administrative and Procedural Markers
Grain Size Fraction : phi 2.5 to 3.0 | standard analyte
Grain Size Fraction : phi 4.5 to 5.0 | standard analyte
Grain Size Fraction : phi 4.0 to 4.5 | standard analyte
Grain Size Fraction : phi 2.0 to 2.5 | standard analyte
Grain Size Fraction : phi 3.0 to 3.5 | standard analyte
Grain Size Fraction : phi 6.0 to 6.5 | standard analyte
Grain Size Fraction : phi 5.5 to 6.0 | standard analyte
Grain Size Fraction : phi 3.5 to 4.0 | standard analyte
Grain Size Fraction : phi 5.0 to 5.5 | standard analyte
Grain Size Fraction : phi 6.5 to 7.0 | standard analyte
Grain Size Fraction : phi 7.0 to 7.5 | standard analyte
Grain Size Fraction : phi 1.5 to 2.0 | standard analyte
Grain Size Fraction : phi 1.0 to 1.5 | standard analyte
Grain Size Fraction : phi 0.0 to 0.5 | standard analyte
Grain Size Fraction : phi 0.5 to 1.0 | standard analyte
Grain Size Fraction : phi 7.5 to 8.0 | standard analyte
Perfluorooctanesulfonic acid (branched) | Administrative and Procedural Markers
Deltamethrin | microplastics, nanoplastic, pfas, insecticide, pesticide, or similar
Weather : Hours of sunshine | Meteorological and Environmental Context
Benzo(b)Fluoranthene : Dry Wt | organic contaminants
Benzo(k)Fluoranthene : Dry Wt | organic contaminants
Nonylphenol | organic contaminants
GCMS Scan : Semi-Volatile Screen | organic contaminants
Nickel, Leachable | standard analyte
Chromium, Leachable | standard analyte
Cadmium, Leachable | standard analyte
Copper, Leachable | standard analyte
Lead, Leachable | standard analyte
4-Chlorotoluene :- {1-Chloro-4-methylbenzene} | organic contaminants
Detergents : Anionic + non-ionic | organic contaminants
Grain Size Fraction : 4000-5600um : {-2 to -2.5 phi} | standard analyte
Grain Size Fraction : phi -0.5 to 0.0 | standard analyte
Grain Size Fraction:31500-45000um (-5 to-5.5 phi) | standard analyte
Grain Size Fraction:45000-63000um (-5.5 to-6 phi) | standard analyte
Grain Size Fraction : 2800-4000um : {-1.5 to -2 phi} | standard analyte
Grain Size Fraction : 8000-11200um : {-3 to -3.5 phi} | standard analyte
Grain Size Fraction : 11200-16000um : (-3.5 to -4 phi) | standard analyte
Grain Size Fraction:22400-31500um (-4.5 to-5 phi) | standard analyte
Grain Size Fraction : 2000-2800um : {-1 to -1.5 phi} | standard analyte
Grain Size Fraction : phi -1.0 to -0.5 | standard analyte
Grain Size Fraction:16000-22400um (-4 to-4.5 phi) | standard analyte
Grain Size Fraction : 5600-8000um : {-2.5 to -3 phi} | standard analyte
Alkalinity, Dissolved as CaCO3 | standard analyte
Grain Size Fraction : <0.98um : {>10 phi} | standard analyte
Grain Size Fraction : phi 8.5 to 9.0 | standard analyte
Grain Size Fraction : phi 8.0 to 8.5 | standard analyte
Grain Size Fraction : phi 9.0 to 9.5 | standard analyte
Grain Size Fraction : phi 9.5 to 10.0 | standard analyte
Perylene | organic contaminants
Borehole : Water level at sample time | Hydrological Measurement Data
Flutriafol | microplastics, nanoplastic, pfas, insecticide, pesticide, or similar
Zinc, Leachable | standard analyte
Arsenic, Leachable | standard analyte
Carbon Monoxide | standard analyte
Bacteroidetes Marker : Ruminant | Administrative and Procedural Markers
Quinoxyfen | microplastics, nanoplastic, pfas, insecticide, pesticide, or similar
Phaeophytin A and B | standard analyte
Grain Size Kurtosis | standard analyte
Solids, < 63 um | standard analyte
Manganese : Dry Wt | standard analyte
Bifenox | microplastics, nanoplastic, pfas, insecticide, pesticide, or similar
Mercury, Leachable | standard analyte
Aclonifen | microplastics, nanoplastic, pfas, insecticide, pesticide, or similar
Grain Size : >63000 microns | standard analyte
Alachlor | microplastics, nanoplastic, pfas, insecticide, pesticide, or similar
9-chlorohexadecafluoro-3-oxanonane-1-sulfonic acid | Administrative and Procedural Markers
2-(N-Methylperfluorooctanesulfonamido)acetic acid (L) | Administrative and Procedural Markers
2-(N-Ethylperfluorooctanesulfonamido)acetic acid (L) | Administrative and Procedural Markers
N-methylperfluorooctanesulfonamide | Administrative and Procedural Markers
Perfluorononanesulfonic acid | Administrative and Procedural Markers
N-Ethylperfluorooctanesulfonamide | Administrative and Procedural Markers
Perfluoroheptanesulfonic acid | Administrative and Procedural Markers
Perfluoro-4-ethylcyclohexanesulfonic acid | organic contaminants
6:2 Fluorotelomer sulfonic acid | microplastics, nanoplastic, pfas, insecticide, pesticide, or similar
Perfluorobutylsulfonamide (perfluorobutane sulfonamide) | Administrative and Procedural Markers
8:2 Fluorotelomer sulfonic acid | microplastics, nanoplastic, pfas, insecticide, pesticide, or similar
Perfluorodecanesulfonic acid | Administrative and Procedural Markers
Perfluorooctanesulfonamide | Administrative and Procedural Markers
4:2 Fluorotelomer sulfonic acid | microplastics, nanoplastic, pfas, insecticide, pesticide, or similar
Barium : Dry Wt | standard analyte
11-chloroeicosafluoro-3-oxaundecane-1-sulfonic acid (F-53B Minor) | Administrative and Procedural Markers
Perfluorohexanesulfonamide | Administrative and Procedural Markers
Hexafluoropropylene oxide dimer acid (Gen X) | Administrative and Procedural Markers
Perfluorooctadecanoic acid | Administrative and Procedural Markers
Perfluorobutanesulfonic acid | Administrative and Procedural Markers
Perfluoropentanesulfonic acid | Administrative and Procedural Markers
Perfluoroundecane sulfonic acid | Administrative and Procedural Markers
Perfluorohexanesulfonic acid (L) | Administrative and Procedural Markers
Grain Size Mean | standard analyte
2H,2H,3H,3H-Perfluorooctanoic acid | Administrative and Procedural Markers
Perfluorobutanoic acid | Administrative and Procedural Markers
4,8-Dioxa-3H-perfluorononanoic acid (ADONA) | Administrative and Procedural Markers
Perfluorododecane sulfonic acid | Administrative and Procedural Markers
Antimony, Leachable | standard analyte
Hardness, Magnesium | standard analyte
Sample Analysis : Text Report | Administrative and Procedural Markers
4-Chloro-3,5-dimethylphenol :- {PCMX} | organic contaminants
Aminomethylphosphonic acid | standard analyte
3-Chlorotoluene :- {3-Chloromethylbenzene} | organic contaminants
Coliforms, Total : Presumptive : MF : Analysis in 10 Hours | standard analyte
Invertebrates | standard analyte
1,2-Dibromoethane | organic contaminants
Enterovirus | standard analyte
1,3-Dichloropropane | organic contaminants
Cyanide : Total : Dry Wt as CN | standard analyte
Borehole : Reference point above OD | Administrative and Procedural Markers
Tri-allate | microplastics, nanoplastic, pfas, insecticide, pesticide, or similar
Bromobenzene | organic contaminants
n-Propylbenzene :- {1-Phenylpropane} | organic contaminants
Isopropylbenzene :- {Methylethylbenzene} | organic contaminants
Bromochloromethane | organic contaminants
Eulan | organic contaminants
Coliforms, Faecal : MF : Analysis in 10 Hours | standard analyte
cis-1,3-Dichloropropylene :- {cis-1,3-Dichloropropene} | organic contaminants
1,2-Dibromo-3-chloropropane | organic contaminants
1,2,3-Trichloropropane | organic contaminants
tert-Butylbenzene :- {(1,1-Dimethylethyl)benzene} | organic contaminants
sec-Butylbenzene :- {1-Methylpropylbenzene} | organic contaminants
n-ButylBenzene :- {1-Phenylbutane} | organic contaminants
Perfluorotridecanoic acid | Administrative and Procedural Markers
4-Isopropyltoluene :- {4-methyl-Isopropylbenzene} | organic contaminants
Cyanide : Free uncomplexed : Dry Wt as CN | standard analyte
Benzene : Dry Wt | organic contaminants
Perfluorohexanesulfonic acid (B) | Administrative and Procedural Markers
2-(N-Methylperfluorooctanesulfonamido)acetic acid (B) | Administrative and Procedural Markers
Toluene : Dry Wt :- {Methylbenzene} | organic contaminants
Perfluoro-3,6-dioxaheptanoic acid | Administrative and Procedural Markers
PCB - 035 | organic contaminants
PCB - 020 | organic contaminants
Sulphide : Dry Wt | standard analyte
Perfluoro(2-ethoxyethane)sulfonic acid | organic contaminants
PCB - 008 | organic contaminants
Ethylbenzene : Dry Wt | organic contaminants
3:3 Fluorotelomer carboxylic acid | microplastics, nanoplastic, pfas, insecticide, pesticide, or similar
3-Perfluoroheptylpropanoic acid | Administrative and Procedural Markers
Gas Balance : Sum of (CO2 + Oxygen + Methane) | organic contaminants
Perfluoro-3-methoxypropanoic acid | Administrative and Procedural Markers
Dichlorobenzophenone | organic contaminants
Depth relative to Chart Datum | Hydrological Measurement Data
Phenols : Monohydric : Dry Wt | organic contaminants
pH of Leachate | standard analyte
Dibromomethane | organic contaminants
Bacteroidetes Marker : All | Administrative and Procedural Markers
Dimethylbenzene : Sum of isomers (1,3- 1,4-) : Dry Wt | organic contaminants
Bifenthrin | microplastics, nanoplastic, pfas, insecticide, pesticide, or similar
Perfluoro(4-methoxybutanoic) acid | Administrative and Procedural Markers
2-(N-Ethylperfluorooctanesulfonamido)acetic acid (B) | Administrative and Procedural Markers
Grain Size Fraction : <1000um : {>0 phi} | standard analyte
Grain Size Fraction: > 1000 microns | standard analyte
2,2-Dichloropropane | organic contaminants
Optical Density at 510 nm, Filtered | standard analyte
Optical Density at 570 nm, Filtered | standard analyte
Optical Density at 460 nm, Filtered | standard analyte
Optical Density at 620 nm, Filtered | standard analyte
Optical Density at 540 nm, Filtered | standard analyte
1,2-Dichloropropane | organic contaminants
trans-1,3-Dichloropropylene :- {trans-1,3-Dichloropropene} | organic contaminants
Optical Density at 410 nm, Filtered | standard analyte
Optical Density at 670 nm, Filtered | standard analyte
Aluminium : Dry Wt | standard analyte
1,2-Dimethylbenzene : Dry Wt :- {o-Xylene} | organic contaminants
1,1-Dichloropropylene :- {1,1-Dichloropropene} | organic contaminants
Cyclohexyl Tin as Cation | standard analyte
Volume discharged | Hydrological Measurement Data
Thiocyanate as CNS | standard analyte
Leaching Method Used | Administrative and Procedural Markers
Salmonella : Confirmed : MPN | standard analyte
Salmonella : Presumptive | standard analyte
Sulphate, Leachable : Dry Wt as SO4 | standard analyte
Tetraphenyl Tin as Cation | standard analyte
Selenium : Dry Wt | standard analyte
Bacteroidetes Marker : Human copy number | Administrative and Procedural Markers
BOD : 5 Day | standard analyte
Optical Density at 750 nm, Filtered | standard analyte
HCH -gamma : Dry Wt :- {Lindane} | microplastics, nanoplastic, pfas, insecticide, pesticide, or similar
Coliforms, Total : Confirmed | standard analyte
Phosphorus : Dry Wt as P | standard analyte
Lipids : Total : Wet Wt | Administrative and Procedural Markers
Colour (1/0) | standard analyte
Optical Density at 800 nm, Filtered | standard analyte
Selenium, Leachable : Dry Wt | standard analyte
Chloride, Leachable : Dry Wt | standard analyte
Trichlorofluoromethane | organic contaminants
Potassium : Dry Wt | standard analyte
Transparency : Qualitative 1=Yes : 0=No | standard analyte
Optical Density at 490 nm, Filtered | standard analyte
Optical Density at 580 nm, Filtered | standard analyte
Optical Density at 590 nm, Filtered | standard analyte
Optical Density at 530 nm, Filtered | standard analyte
Optical Density at 610 nm, Filtered | standard analyte
Optical Density at 480 nm, Filtered | standard analyte
Optical Density at 630 nm, Filtered | standard analyte
Optical Density at 520 nm, Filtered | standard analyte
Optical Density at 470 nm, Filtered | standard analyte
Optical Density at 640 nm, Filtered | standard analyte
Optical Density at 560 nm, Filtered | standard analyte
Mercury : Wet Wt | standard analyte
Barium, Leachable : Dry Wt | standard analyte
Solids, Suspended, non-volatile at 500 C | organic contaminants
Carbon, Organic, Dissolved, Leachable : Dry Wt as C | standard analyte
Vanadium : Dry Wt | standard analyte
Bacteroidetes Marker : Ruminant copy number | Administrative and Procedural Markers
Molybdenum, Leachable : Dry Wt | standard analyte
Chemical Oxygen Demand, Filtered :- {COD} | standard analyte
Omethoate | microplastics, nanoplastic, pfas, insecticide, pesticide, or similar
Optical Density at 680 nm, Filtered | standard analyte
Optical Density at 430 nm, Filtered | standard analyte
Optical Density at 440 nm, Filtered | standard analyte
Optical Density at 660 nm, Filtered | standard analyte
Optical Density at 690 nm, Filtered | standard analyte
Optical Density at 420 nm, Filtered | standard analyte
Grain Size Fraction : 500 to 999 microns | standard analyte
Coronene : Dry Wt | organic contaminants
Chlormequat | microplastics, nanoplastic, pfas, insecticide, pesticide, or similar
Phenols, Leachable : Dry Wt as Phenol | organic contaminants
Grain Size : 4000 to 7999 microns | standard analyte
Conductivity at 20 C, Leachable | standard analyte
Solids, Total Dissolved, Leachable : Dry Wt | standard analyte
PCB - 170 | organic contaminants
Chloronitrotoluene : Total Isomers | organic contaminants
Asbestos | standard analyte
Titanium : Dry Wt | standard analyte
Methane as CH4 | organic contaminants
Chloromethane :- {Methyl Chloride} | organic contaminants
Hexachloroethane | organic contaminants
Solid Matter | Administrative and Procedural Markers
Active Aluminium : Dissolved | standard analyte
Dieldrin : Dry Wt | microplastics, nanoplastic, pfas, insecticide, pesticide, or similar
Grain Size Fraction : 64 to 50 microns | standard analyte
Hexachlorobenzene : Dry Wt | organic contaminants
2,2,3,4,4,5,6-Heptabromodiphenyl ether :- {PBDE 183} | organic contaminants
Grain Size Fraction : 39 to 30.3 microns | standard analyte
PCB - 128 | organic contaminants
Grain Size Fraction : 125 to 249 microns | standard analyte
Grain Size Fraction : 62.5 to 124 microns | standard analyte
Grain Size Fraction : 250 to 499 microns | standard analyte
Heptachlor epoxide | microplastics, nanoplastic, pfas, insecticide, pesticide, or similar
DNOC :- {4,6-dinitro-o-cresol} | organic contaminants
Tributyl Tin : Dry Wt as Cation | standard analyte
Chrysotile :- {White Asbestos} | standard analyte
Crocidolite :- {Blue Asbestos} | standard analyte
Amosite :- {Brown Asbestos} | standard analyte
Mitochondrial Marker : Human | standard analyte
Microtox, 15 Minutes : EC50 | Screening or Multi-Parameter Tests
Mitochondrial Marker : Avian | standard analyte
Grain Size Fraction : 7.2 to 5.8 microns | standard analyte
Grain Size Fraction : 11.4 to 9.1 microns | standard analyte
Grain Size Fraction : 18.5 to 14.5 microns | standard analyte
Grain Size Fraction : 23.7 to 18.5 microns | standard analyte
Grain Size Fraction : < 5.8 microns | standard analyte
Grain Size Fraction : 30.3 to 23.7 microns | standard analyte
Grain Size Fraction : 9.1 to 7.2 microns | standard analyte
Dinoseb :- {2-Methyl-n-propyl-4,6-dinitrophenol} :- {DNBP} | organic contaminants
Hexachlorobutadiene : Dry Wt | organic contaminants
Grain Size fraction <20um | standard analyte
Rotenone | microplastics, nanoplastic, pfas, insecticide, pesticide, or similar
Grain Size Fraction : 14.5 to 11.4 microns | standard analyte
Bathing Water: Plastics | microplastics, nanoplastic, pfas, insecticide, pesticide, or similar
Carbon Disulphide | standard analyte
BOD : 5 Day (2.0 mg/l ATU), Filtered | standard analyte
Acetic acid :- {Ethanoic acid} | Administrative and Procedural Markers
HCH -alpha : Dry Wt | microplastics, nanoplastic, pfas, insecticide, pesticide, or similar
Grain Size Fraction : 2000 to 4000 microns | standard analyte
Grain Size Fraction : 1000 to 2000 microns | standard analyte
Detergents, Cationic - unspecified | organic contaminants
Grain Size Fraction >8000um | standard analyte
Propionic acid :- {Propanoic acid} | Administrative and Procedural Markers
Mitochondrial Marker : Canine | standard analyte
Butanoic acid :- {Butyric acid} | Administrative and Procedural Markers
Pentanoic acid :- {Valeric acid} | Administrative and Procedural Markers
Hexanoic acid | Administrative and Procedural Markers
Lithium : Dry Wt | standard analyte
2,4-D Ethyl Ester | microplastics, nanoplastic, pfas, insecticide, pesticide, or similar
Solids, Volatile at 480 C | organic contaminants
2,4-D Iso Propyl Ester | microplastics, nanoplastic, pfas, insecticide, pesticide, or similar
Grain Size Fraction : < 2000 microns | standard analyte
iso-Butanoic acid :- {2-Methylpropanoic acid} | Administrative and Procedural Markers
3-Methylbutanoic acid :- {iso-Valeric acid} | Administrative and Procedural Markers
iso-Hexanoic acid :- {iso-Caproic acid} | Administrative and Procedural Markers
Fluoride, Leachable : Dry Wt | standard analyte
Grain Size Fraction : 112 to 84 microns | standard analyte
Grain Size Fraction : 84 to 64 microns | standard analyte
Grain Size Fraction : 564 to 261 microns | standard analyte
Grain Size Fraction : 160 to 112 microns | standard analyte
Grain Size Fraction : 261 to 160 microns | standard analyte
BOD : Load | standard analyte
HCH -beta : Dry Wt | microplastics, nanoplastic, pfas, insecticide, pesticide, or similar
Solids, Suspended at 105 C : Load | standard analyte
Fomesafen | microplastics, nanoplastic, pfas, insecticide, pesticide, or similar
Solids, Volatile at 400 C | organic contaminants
Ammoniacal Nitrogen : Grant YSI 55 : In Situ | standard analyte
Solids, Total Dissolved at 180 C: {TDS} | standard analyte
DDT -pp : Dry Wt | microplastics, nanoplastic, pfas, insecticide, pesticide, or similar
PCB : Total Congeners 28, 52, 101.118,138,153,180 | organic contaminants
Particle Diameter : Mean | standard analyte
Formaldehyde :- {Methanal} | organic contaminants
BOD : 5 Day ATU, Filtered | standard analyte
Suite Indicator : BT | Administrative and Procedural Markers
DDE -pp : Dry Wt | microplastics, nanoplastic, pfas, insecticide, pesticide, or similar
Cadmium : Wet Wt | standard analyte
Endosulfan : Total (A + B) | microplastics, nanoplastic, pfas, insecticide, pesticide, or similar
Salmonella: in 1 Litre | standard analyte
Microtox, 5 Minutes : EC50 | Screening or Multi-Parameter Tests
Grain Size : 50.2 to 39.0 microns | standard analyte
Dry Matter : % | standard analyte
Equiv.Carbon No >10-40 : Dry Wt | standard analyte
Asbestos : Anthophyllite | standard analyte
Asbestos : Actinolite | standard analyte
Grain Size Fraction : 2000 to 500 microns | standard analyte
Asbestos : Tremolite -Tremolite | standard analyte
Streptococci : Faecal | standard analyte
Endrin : Dry Wt | microplastics, nanoplastic, pfas, insecticide, pesticide, or similar
Aldrin : Dry Wt | microplastics, nanoplastic, pfas, insecticide, pesticide, or similar
Lead : Wet Wt | standard analyte
Copper, < 63 um : Dry Wt | standard analyte
Lead, < 63 um : Dry Wt | standard analyte
Chromium, < 63 um : Dry Wt | standard analyte
DDT -op : Dry Wt | microplastics, nanoplastic, pfas, insecticide, pesticide, or similar
Nickel, < 63 um : Dry Wt | standard analyte
Nitrogen : Dry Wt as N | standard analyte
Zinc, < 63 um : Dry Wt | standard analyte
Vinclozolin | microplastics, nanoplastic, pfas, insecticide, pesticide, or similar
TDE -pp : Dry Wt | microplastics, nanoplastic, pfas, insecticide, pesticide, or similar
Suite Indicator : EC-CD | Administrative and Procedural Markers
Asbestos : Fibres detected | standard analyte
Particle Diameter : Median | standard analyte
PCB - 118 : Wet Wt | organic contaminants
Benzo(e)Pyrene : Dry Wt | organic contaminants
Streptococci : Faecal : Presumptive : MF : Analysis in 10 Hours | standard analyte
Metaldehyde | microplastics, nanoplastic, pfas, insecticide, pesticide, or similar
Tellurium | standard analyte
2,2,3,4,4-Pentabromodiphenyl ether :- {PBDE 85} | organic contaminants
2,3,4,4-Tetrabromodiphenyl ether :- {PBDE 66} | organic contaminants
Oestrone :- {E1} | pharmaceuticals
2,2,3,4,4,5-Hexabromodiphenyl ether :- {PBDE 138} | organic contaminants
Odour : Dilution factor | Qualitative Field Observations
17alpha ethynyloestradiol :- {EE2} | pharmaceuticals
Colour | standard analyte
17beta oestradiol :- {E2} | pharmaceuticals
Nitrogen : Dry Wt % as N | standard analyte
Phenols : Total (7 Compounds) : Group 3 | organic contaminants
Uranium, Dissolved | standard analyte
Drying Method | Administrative and Procedural Markers
Equiv Carbon No >C10 to C40 : Dry Wt | standard analyte
Sample Colour | standard analyte
Sample Matrix | Administrative and Procedural Markers
Additional Material Present | Administrative and Procedural Markers
Grain Size Fraction : > 2000 microns | standard analyte
Hydrogen Sulphide as H2S | standard analyte
Flow : Integrator :- {Cumulative Flow} | Hydrological Measurement Data
Phenols : Total (Seven compounds) : SWAD | organic contaminants
Flow, maximum | Hydrological Measurement Data
Arsenic : Wet Wt | standard analyte
Light extinction Coefficient | standard analyte
Detergents, Cationic as Benzalkonium Chloride | organic contaminants
Iron, < 63 um : Dry Wt | standard analyte
Phenols, (4-amino-antipyrene) | organic contaminants
PCB: Total (28,52,101,118,138,153,180): Dry Wt | organic contaminants
Rejected Matter Description | Administrative and Procedural Markers
Isodrin : Dry Wt | microplastics, nanoplastic, pfas, insecticide, pesticide, or similar
Malachite Green | organic contaminants
Suite Indicator : LIST2E | Administrative and Procedural Markers
Alkalinity to pH 8.3 as CaCO3 | standard analyte
Arsenic, < 63 um : Dry Wt | standard analyte
Propiconazole | microplastics, nanoplastic, pfas, insecticide, pesticide, or similar
PCB - 028 : Wet Wt | organic contaminants
PCB - 101 : Wet Wt | organic contaminants
Propylene Glycol :- {1,2-Propandiol} | organic contaminants
Vegetable Fibres | Qualitative Field Observations
Mineral Fibres | Qualitative Field Observations
PCB - 180 : Wet Wt | organic contaminants
Cobalt : Dry Wt | standard analyte
PCB - 138 : Wet Wt | organic contaminants
PCB - 052 : Wet Wt | organic contaminants
PCB - 153 : Wet Wt | organic contaminants
HCH : Total Isomers (Alpha, Beta, Gamma, Delta, Epsilon) | microplastics, nanoplastic, pfas, insecticide, pesticide, or similar
Bacteroidetes marker: All copy number | Administrative and Procedural Markers
PCB - 077 | organic contaminants
PCB - 126 | organic contaminants
Molybdenum : Dry Wt | standard analyte
PCB - 169 | organic contaminants
Chloride, Leachable | standard analyte
BTEX : Dry Wt :- {Total Benzene Toluene Ethylbenzene and Xylene} | organic contaminants
Temperature of Gas | Meteorological and Environmental Context
Redox Potential | standard analyte
Phosphorus, Dissolved | standard analyte
Hexachlorobenzene : Wet Wt | organic contaminants
Ammoniacal Nitrogen, Leachable as N | standard analyte
Hexachlorobutadiene : Wet Wt | organic contaminants
PAH Total: Dry Wt | organic contaminants
COSHH Assessment : Solvents | Administrative and Procedural Markers
Calcium : Dry Wt | standard analyte
Silver : Dry Wt | standard analyte
Ethylene glycol :- {Ethan-1,2-diol} | organic contaminants
Selenium, Leachable | standard analyte
Demeton-S-methyl sulphone | microplastics, nanoplastic, pfas, insecticide, pesticide, or similar
Tralkoxydim | microplastics, nanoplastic, pfas, insecticide, pesticide, or similar
Coliforms, Faecal : Confirmed : MPN : Wet Wt | standard analyte
Orthophosphate, Leachable | standard analyte
Antimony : Dry Wt | standard analyte
Nitrogen, Total Oxidised, Leachable | standard analyte
Boron, Leachable | standard analyte
Sulphate, Leachable | standard analyte
Fluoride, Dissolved | standard analyte
Pentachlorophenol : Dry Wt | organic contaminants
Cadmium, < 63 um : Dry Wt | standard analyte
PCB - 031 | organic contaminants
Lead, Di- & Tri- Alkyl | standard analyte
Sulphide, Leachable | standard analyte
Cyanide : Total, Leachable as CN | standard analyte
Algal pigment ratio 480/665 | standard analyte
Algal pigment ratio 430/410 | standard analyte
Substances Extractable by Chloroform | organic contaminants
Redox Potential : In Situ | standard analyte
Mitochondrial Marker : Human copy number | standard analyte
Mitochondrial Marker : Avian copy number | standard analyte
Zinc : Wet Wt | standard analyte
Equiv.Carbon No 6-10 : (Petrol Range) : Dry Wt | standard analyte
Barium, Leachable | standard analyte
Sodium, Leachable | standard analyte
Boron : Dry Wt | standard analyte
Molybdenum, Leachable | standard analyte
Carbon, Organic, Dissolved, Leachable as C :- {DOC} | standard analyte
HCH -gamma : Wet Wt :- {Lindane} | microplastics, nanoplastic, pfas, insecticide, pesticide, or similar
Borehole : Depth to water | Hydrological Measurement Data
Fluoride, Leachable | standard analyte
Transmittance at 254 nm | Administrative and Procedural Markers
Suite Indicator : LIST2 | Administrative and Procedural Markers
Magnesium : Dry Wt | standard analyte
Solids, Dissolved at 105 C | standard analyte
Diethylene glycol :- {2,2-Oxybisethanol} | organic contaminants
Trimethylene glycol :- {Propan-1,3-diol} | organic contaminants
Triethylene Glycol | organic contaminants
Metals : Total ( Cr Cu Ni Pb ) | Screening or Multi-Parameter Tests
Mercury, < 63 um : Dry Wt | standard analyte
Surfactants | organic contaminants
Borehole : Water level, at rest | Hydrological Measurement Data
Hexaconazole | microplastics, nanoplastic, pfas, insecticide, pesticide, or similar
HCH -alpha : Wet Wt | microplastics, nanoplastic, pfas, insecticide, pesticide, or similar
HCH -beta : Wet Wt | microplastics, nanoplastic, pfas, insecticide, pesticide, or similar
2,4-D Iso Butyl Ester | microplastics, nanoplastic, pfas, insecticide, pesticide, or similar
Suite Indicator : KEY | Administrative and Procedural Markers
BS EN 12457-2 one stage 10:1 leach test | Hydrological Measurement Data
HCH -delta : Wet Wt | microplastics, nanoplastic, pfas, insecticide, pesticide, or similar
Hydrocarbons : Dissolved or emulsified | organic contaminants
Sodium : Dry Wt | standard analyte
Methane : Peak reading | organic contaminants
1,3-Butylene glycol :- {Butan-1,3-diol} | organic contaminants
1,4-Butylene glycol :- {Butan-1,4-diol} | organic contaminants
Buprofezin | microplastics, nanoplastic, pfas, insecticide, pesticide, or similar
Diclobutrazol | microplastics, nanoplastic, pfas, insecticide, pesticide, or similar
1,2,4-Trichlorobenzene : Dry Wt | organic contaminants
PCB - 105 : Dry Wt | organic contaminants
Copper : Wet Wt | standard analyte
1,2,3-Trichlorobenzene : Dry Wt | organic contaminants
Paclobutrazole | microplastics, nanoplastic, pfas, insecticide, pesticide, or similar
PCB - 156 : Dry Wt | organic contaminants
Nickel : Wet Wt | standard analyte
Population Equivalent - Measured | Administrative and Procedural Markers
Carbon Monoxide : as % V/V CO | standard analyte
2,4-D Esters : Total | microplastics, nanoplastic, pfas, insecticide, pesticide, or similar
Chromium : Wet Wt | standard analyte
BS EN 12457-2 one stage 10:1 leach test DW | Hydrological Measurement Data
Fluazifop-butyl | microplastics, nanoplastic, pfas, insecticide, pesticide, or similar
Odour : 10x Dilution Factor | Qualitative Field Observations
Tetrabutyl Tin as Cation | standard analyte
Acid Neutralisation Capacity (pH 4) : Dry Wt | standard analyte
GCMS Scan : Organic : Semi quantitative | Screening or Multi-Parameter Tests
Tetrachloroethane | organic contaminants
Optical Density at 350 nm, Filtered | standard analyte
Diquat | microplastics, nanoplastic, pfas, insecticide, pesticide, or similar
Fluoranthene : Wet Wt | organic contaminants
BOD : 5 Day ATU : Load | standard analyte
Solids, Volatile at 550 C | organic contaminants
Methyl-iso-Butyl-Ketone :- {4-Methylpentan-2-one} | organic contaminants
Benzo(a)Pyrene : Wet Wt | organic contaminants
Perylene : Dry Wt | organic contaminants
Tecnazene and its metabolites | microplastics, nanoplastic, pfas, insecticide, pesticide, or similar
Strontium : Dry Wt | standard analyte
Borehole : Water level wrt local datum | Hydrological Measurement Data
Tin : Dry Wt | standard analyte
HEMPA :- {Hexamethylphosphoramide} | standard analyte
HCH -delta : Dry Wt | microplastics, nanoplastic, pfas, insecticide, pesticide, or similar
Anthracene : Wet Wt | organic contaminants
Silver : Wet Wt | standard analyte
Monobutyl Tin as Cation | standard analyte
Schradan :- {Pestox} | microplastics, nanoplastic, pfas, insecticide, pesticide, or similar
Selenium : Wet Wt | standard analyte
Chromium : Load | standard analyte
Chlorine Free : In Situ as Cl2 | standard analyte
1,3,5-Trichlorobenzene : Dry Wt | organic contaminants
Beryllium : Dry Wt | standard analyte
BOD : 5 Day (0.5 mg/l ATU) | standard analyte
Salinity : Calculated from Chloride | standard analyte
Alpha-Cypermethrin :- {Cypermethrin-alpha} | microplastics, nanoplastic, pfas, insecticide, pesticide, or similar
Ethyl acetate :- {Ethyl Ethanoate} | organic contaminants
Suite Indicator : EC-HG | Administrative and Procedural Markers
Thallium : Dry Wt | standard analyte
Nitrogen, Digested as N | standard analyte
Streptococci : Faecal : Presumptive : MF : Wet Wt | standard analyte
Naphthalenes : C1 : Dry Wt | organic contaminants
Permanganate Value N/80 4 Hours | Screening or Multi-Parameter Tests
Ammonia Unionised : Saline as N | standard analyte
Sample not taken : Health and safety | Administrative and Procedural Markers
Time | Administrative and Procedural Markers
Silica as SiO2 | standard analyte
Mercury, Particulate | standard analyte
Suite Indicator : D | Administrative and Procedural Markers
Metals : Total ( Cr Ni Pb ) : Group 44 | Screening or Multi-Parameter Tests
Heptachlor epoxide (cis- and trans-) | microplastics, nanoplastic, pfas, insecticide, pesticide, or similar
Nitrate as NO3 | standard analyte
Heptachlor : Wet Wt | microplastics, nanoplastic, pfas, insecticide, pesticide, or similar
Octylphenol | organic contaminants
Discharge occurrence : In Situ | Hydrological Measurement Data
Suite Indicator : G2 | Administrative and Procedural Markers
Flow : Daily mean | Hydrological Measurement Data
Secchi depth | Hydrological Measurement Data
trans-Heptachlor epoxide : Wet Wt | microplastics, nanoplastic, pfas, insecticide, pesticide, or similar
Demeton-S-methyl sulphoxide (Oxydemeton-methyl) | microplastics, nanoplastic, pfas, insecticide, pesticide, or similar
cis-Heptachlor epoxide : Wet Wt | microplastics, nanoplastic, pfas, insecticide, pesticide, or similar
2,4,4 Tribromodiphenyl ether : Wet Wt | organic contaminants
2,2,4,4,5 Pentabromodiphenyl Ether: Wet Wt | organic contaminants
2,2,4,4,6 Pentabromodiphenyl Ether: Wet Wt | organic contaminants
2,2,4,4,5,5 Hexabromodiphenyl Ether: Wet Wt | organic contaminants
2,2,4,4,5,6 Hexabromodiphenyl Ether: Wet Wt | organic contaminants
Tributyl Tin : Wet Wt as Cation | standard analyte
Hexabromocyclododecane TOTAL : (Sum of a, b, g) : Wet Wt | organic contaminants
2,2,4,4 Tetrabromodiphenyl ether : Wet Wt | organic contaminants
HCH : Total (Alpha, Beta, Gamma) : Dry Wt | microplastics, nanoplastic, pfas, insecticide, pesticide, or similar
Paraquat | microplastics, nanoplastic, pfas, insecticide, pesticide, or similar
DDT -pp : Wet Wt | microplastics, nanoplastic, pfas, insecticide, pesticide, or similar
Lead : HF Digest : Dry Wt | standard analyte
Cadmium : HF Digest : Dry Wt | standard analyte
Consecutive days without good overflow operation data: Annual max | Hydrological Measurement Data
Days without both good FPF and good overflow operation data: Annual | Hydrological Measurement Data
Consecutive days without good Flow Passed Forward data: Annual max | Hydrological Measurement Data
Duration of overflow operation: Annual | Hydrological Measurement Data
Number of overflow operations: Annual | Hydrological Measurement Data
Suite Indicator : LIST1 | Administrative and Procedural Markers
Manganese : HF Digest : Dry Wt | standard analyte
Copper : HF Digest : Dry Wt | standard analyte
Lithium : HF Digest : Dry Wt | standard analyte
Chromium : HF Digest : Dry Wt | standard analyte
Nickel, HF Digest : Dry Wt | standard analyte
Zinc : HF Digest : Dry Wt | standard analyte
Arsenic : HF Digest : Dry Wt | standard analyte
Weather : Temperature Dry Bulb | Meteorological and Environmental Context
Flow Passed Forward readings when overflow is operating: Annual mean | standard analyte
Flow Passed Forward readings when overflow is operating: Annual median | standard analyte
FPF % of readings >= 92% of limit when overflowing: Annual | Hydrological Measurement Data
Catellicoccus Marker : Seabird | Qualitative Field Observations
Ammoniacal Nitrogen : In Situ | standard analyte
Dieldrin : Wet Wt | microplastics, nanoplastic, pfas, insecticide, pesticide, or similar
Aldrin : Wet Wt | microplastics, nanoplastic, pfas, insecticide, pesticide, or similar
Iron : HF Digest : Dry Wt | standard analyte
Aluminium : HF Digest : Dry Wt | standard analyte
Flow : Integrator : Local Units :- {Cumulative Flow} | Hydrological Measurement Data
Indeno(1,2,3-cd)pyrene : Wet Wt | organic contaminants
Catellicoccus Marker : Seabird Copy Number | Qualitative Field Observations
Benzo(g,h,i)Perylene : Wet Wt | organic contaminants
Acid Neutralisation Capacity (pH 7) : Dry Wt | standard analyte
Endrin : Wet Wt | microplastics, nanoplastic, pfas, insecticide, pesticide, or similar
Weather : Wind Speed maximum : Beaufort Scale | Meteorological and Environmental Context
Benzo(a)Anthracene : Wet Wt | organic contaminants
Pyrene : Wet Wt | organic contaminants
Phenanthrene : Wet Wt | organic contaminants
Chrysene : Wet Wt | organic contaminants
PCB - 170 : Dry Wt | organic contaminants
Perfluorooctylsulphonate anion : Wet Wt | standard analyte
DDT -op : Wet Wt | microplastics, nanoplastic, pfas, insecticide, pesticide, or similar
DDE -pp : Wet Wt | microplastics, nanoplastic, pfas, insecticide, pesticide, or similar
TDE -pp : Wet Wt | microplastics, nanoplastic, pfas, insecticide, pesticide, or similar
Cypermethrin : Wet Wt | microplastics, nanoplastic, pfas, insecticide, pesticide, or similar
PCB - 128 : Dry Wt | organic contaminants
GLC Scan : ID | Screening or Multi-Parameter Tests
2,3,5,6-Tetrachlorophenol | organic contaminants
Borehole : Pressure | Hydrological Measurement Data
Coliforms, Faecal : Presumptive : MF : Wet Wt | standard analyte
Metals : Total ( Cd Cr Cu Ni Pb Zn ) : Group 20 | Screening or Multi-Parameter Tests
2,2,4,4,5-Pentabromodiphenyl ether : Dry Wt :- {PBDE 99} | organic contaminants
2,2,4,4,6-Pentabromodiphenyl ether : Dry Wt :- {PBDE 100} | organic contaminants
Perfluorooctanoic acid : Wet Wt | Administrative and Procedural Markers
Tributyl Tin | standard analyte
HCH : Total | microplastics, nanoplastic, pfas, insecticide, pesticide, or similar
Suite Indicator : M | Administrative and Procedural Markers
2,2,4,4,5,6-Hexabromodiphenyl ether : Dry Wt :- {PBDE 154} | organic contaminants
2,2,4,4-Tetrabromodiphenyl ether : Dry Wt :- {PBDE 47} | organic contaminants
Alkalinity, Carbonate as CaCO3 | standard analyte
Isodrin : Wet Wt | microplastics, nanoplastic, pfas, insecticide, pesticide, or similar
Naphthalene : Wet Wt | organic contaminants
Alkalinity, Bicarbonate as CaCO3 | standard analyte
Coliforms, Total : Presumptive : MF : Wet Wt | standard analyte
Phenols : Monohydric | organic contaminants
2,4,4-TriBromoDiphenylEther : Dry Wt : {PBDE 28} | organic contaminants
2,2,4,4,5,5-Hexabromodiphenyl ether : Dry Wt :- {PBDE 153} | organic contaminants
Benzyl butyl phthalate | organic contaminants
Hexabromocyclododecane -alpha : Wet Wt | organic contaminants
Hexabromocyclododecane -beta : Wet Wt | organic contaminants
Hexabromocyclododecane -gamma : Wet Wt | organic contaminants
Alkalinity as CaCO3 | standard analyte
Diazinon : Wet Wt | microplastics, nanoplastic, pfas, insecticide, pesticide, or similar
Alkalinity : Instrumental | standard analyte
PCB - 126 : Dry Wt | organic contaminants
PCB - 077 : Dry Wt | organic contaminants
PCB - 169 : Dry Wt | organic contaminants
Zinc : Load | standard analyte
Phenanthrenes : C1 : Dry Wt | organic contaminants
Nitrobenzene | organic contaminants
Chloroform : Load :- {Trichloromethane} | organic contaminants
Oil Identification | organic contaminants
Number of Organisms | Administrative and Procedural Markers
Environmental DNA Filtration | standard analyte
Copper : Load | standard analyte
PAH : Total : Dry Wt :- {Polynuclear Aromatic Hydrocarbons} | organic contaminants
Odour : Threshold Number at 25 C | Qualitative Field Observations
Iron : Total load | standard analyte
Weather : Temperature of Air | Meteorological and Environmental Context
Phenanthrenes : C2 : Dry Wt | organic contaminants
Simazine, Atrazine and Trietazine : Sum of | microplastics, nanoplastic, pfas, insecticide, pesticide, or similar
Unusual Weather Waiver (WRA) | Meteorological and Environmental Context
Acetone :- {Propanone} | organic contaminants
Salinity : Refractometer : Intertidal, Interstitial | standard analyte
Dimethylbenzene : Sum of isomers (1,2- 1,3- 1,4-) : Dry Wt | organic contaminants
Carbon : Dry Wt | standard analyte
Odour : 3x Dilution Factor | Qualitative Field Observations
Hydrogen : Dry Wt % | standard analyte
Carbon : Dry Wt as C | standard analyte
Dibenzothiophenes : C2 : Dry Wt | organic contaminants
Dibenzothiophenes : C1 : Dry Wt | organic contaminants
Phosphorus, Total : % on solids | standard analyte
Dioctyl Tin as Cation | standard analyte
Tetrachloroethylene : Dry Wt :- {Perchloroethylene} | organic contaminants
Chrysene + Triphenylene : Dry Wt | organic contaminants
Chloroform : Dry Wt :- {Trichloromethane} | organic contaminants
Demetons : Sum of (-S Me Sox, S, -O Me, -S Me, -S Me Sone) | microplastics, nanoplastic, pfas, insecticide, pesticide, or similar
1,1,1-Trichloroethane : Dry Wt | organic contaminants
Carbon tetrachloride : Dry Wt :- {Tetrachloromethane} | organic contaminants
Tri-n-butyl phosphate | standard analyte
Escherichia coli : Confirmed : MPN : Wet Wt | standard analyte
Naphthalenes : C2 : Dry Wt | organic contaminants
Perfluorooctanesulfonic acid (total) | Administrative and Procedural Markers
Hydrocarbons, UV Fluorescence : SWAD | organic contaminants
Sulphate, HCL Extract MAFF 427/70 | standard analyte
Suite Indicator : HARM | Administrative and Procedural Markers
Monooctyl Tin as Cation | standard analyte
1,2-Dichloroethane : Dry Wt | organic contaminants
Drins : Total (Aldrin, Dieldrin, Endrin, Isodrin) : Dry Wt | microplastics, nanoplastic, pfas, insecticide, pesticide, or similar
Fluoxetine : {Prozac} | pharmaceuticals
Chloride : In Situ | standard analyte
Potassium, Leachable : Dry Wt | standard analyte
Particle Size Report | standard analyte
Trichlorobenzene : Total (123-, 124-, 135-) : Dry Wt | organic contaminants
Dioxins and Furans - WHOTEQ Lower Bound | organic contaminants
Mitochondrial Marker : Cattle | standard analyte
Sodium adsorption ratio | standard analyte
Mitochondrial Marker : Cattle copy number | standard analyte
Clostridium : Sulphite reducing : MF : Wet Wt | standard analyte
Colony count : 3 Days at 22C : Aerobic | standard analyte
DibenzoThiophene : Dry Wt | organic contaminants
Serratia Phage tracer | standard analyte
Ammoniacal Nitrogen : Dry Wt as N | standard analyte
Pentachlorobenzene : Wet Wt | organic contaminants
Ammoniacal Nitrogen : Load | standard analyte
Silica as Si | standard analyte
Fluoride, Extractable : Dry Wt | standard analyte
Triphenyl Tin : Dry Wt as TPT | standard analyte
Organo Tin : Total as Sn | standard analyte
Alkyl Phenanthrenes/Anthracenes : C3 : Dry Wt | organic contaminants
Potassium, Leachable | standard analyte
Volume purged before sample | Administrative and Procedural Markers
Iron, Loosely bound : Total | standard analyte
HCH -epsilon : Dry Wt | microplastics, nanoplastic, pfas, insecticide, pesticide, or similar
Acidity to pH 4.5 as CaCO3 | standard analyte
HCH : Total Isomers : LOD as 0 | microplastics, nanoplastic, pfas, insecticide, pesticide, or similar
Loss of Mass on drying at 105 C | standard analyte
Erythromycin | pharmaceuticals
Ibuprofen | pharmaceuticals
Propranolol | pharmaceuticals
Diclofenac | pharmaceuticals
Oxytetracycline | pharmaceuticals
Sulphur : Total : Dry Wt | standard analyte
Dibutyl Tin : Dry Wt as Cation | standard analyte
Tris-Chloropropyl phosphate | standard analyte
Drins : Total (Derived) | microplastics, nanoplastic, pfas, insecticide, pesticide, or similar
PCB - 149 | organic contaminants
Mitochondrial Marker : Sheep | standard analyte
Mitochondrial Marker : Sheep copy number | standard analyte
Diphenyl Tin as Cation | standard analyte
Trichloroethylene : Dry Wt :- {Trichloroethene} | organic contaminants
DDT : Total Isomers (DDT op pp, DDE pp, TDE pp) : Dry Wt | microplastics, nanoplastic, pfas, insecticide, pesticide, or similar
Nitrite as NO2 | standard analyte
Quinoxyfen : Wet Wt | microplastics, nanoplastic, pfas, insecticide, pesticide, or similar
2-Propanol :- {iso-Propanol} | organic contaminants
Equiv.Carbon No >12-16, Aliphatic Fraction : Dry Wt | organic contaminants
Equiv.Carbon No >10-12, Aliphatic Fraction : Dry Wt | organic contaminants
Equiv.Carbon No >12-16, Aromatic Fraction : Dry Wt | organic contaminants
Equiv.Carbon No >21-35, Aromatic Fraction : Dry Wt | organic contaminants
Equiv.Carbon No >10-12, Aromatic Fraction : Dry Wt | organic contaminants
Equiv.Carbon No >16-21, Aromatic Fraction : Dry Wt | organic contaminants
Borehole : Depth of casing | Hydrological Measurement Data
Bacteroides CF128 primer | Administrative and Procedural Markers
Flumethrin : Wet Wt | microplastics, nanoplastic, pfas, insecticide, pesticide, or similar
Sulphate : Dry Wt | standard analyte
4-Chloroaniline :- {4-Chlorobenzamine} | organic contaminants
Methane : % Lower explosion limit | organic contaminants
BS EN 12457-3 two stage leach test DW | Hydrological Measurement Data
Tris-Chloroethyl phosphate | standard analyte
Carbon Dioxide | standard analyte
Mitochondrial Marker : Pig | standard analyte
Equiv.Carbon No >16-21, Aliphatic Fraction : Dry Wt | organic contaminants
Duration with no spill | Administrative and Procedural Markers
Equiv.Carbon No >21-35, Aliphatic fraction : Dry Wt | organic contaminants
Ethanol | organic contaminants
Phage : F+ Type IV Bacteriophage | standard analyte
Chlorine : Total : In Situ as Cl2 | standard analyte
Phage : F+ Type II/III Bacteriophage | standard analyte
Bicarbonate, Dissolved as HCO3 | standard analyte
PCB - 105 : Wet Wt | organic contaminants
PCB - 156 : Wet Wt | organic contaminants
Man Made Fibres | Qualitative Field Observations
Mitochondrial Marker : Pig copy number | standard analyte
Glass Fibres | Qualitative Field Observations
DDE -op : Dry Wt | microplastics, nanoplastic, pfas, insecticide, pesticide, or similar
Demetons : Sum of (-S Me Sox, -S Me, -S Me Sone) | microplastics, nanoplastic, pfas, insecticide, pesticide, or similar
Acrylamide | Administrative and Procedural Markers
Phenol : Dry Wt | organic contaminants
Weight of Shellfish : Wet Wt | standard analyte
Colony count : 2 Days at 37C : Aerobic | standard analyte
Atrazine and Simazine | microplastics, nanoplastic, pfas, insecticide, pesticide, or similar
TDE -op : Dry Wt | microplastics, nanoplastic, pfas, insecticide, pesticide, or similar
N-Ethyl-N-(2-hydroxyethyl)perfluorooctanesulfonamide | Administrative and Procedural Markers
Amoxicillin | pharmaceuticals
Equiv.Carbon No >12-16, Aliphatic Fraction | organic contaminants
Equiv.Carbon No >10-12, Aliphatic Fraction | organic contaminants
Volume in % Lorenz : PHI INT 6.0 to 6.5 | standard analyte
Volume in % Lorenz : PHI INT 0.0 to 0.5 | standard analyte
Volume in % Lorenz : PHI INT 5.5 to 6.0 | standard analyte
Volume in % Lorenz : PHI INT 5.0 to 5.5 | standard analyte
Volume in % Lorenz : PHI INT 4.5 to 5.0 | standard analyte
Volume in % Lorenz : PHI INT 4.0 to 4.5 | standard analyte
Volume in % Lorenz : PHI INT -1.0 to -0.5 | standard analyte
Volume in % Lorenz : PHI INT 9.0 to 9.5 | standard analyte
Volume in % Lorenz : PHI INT 0.5 to 1.0 | standard analyte
Volume in % Lorenz : PHI INT 9.5 to 10.0 | standard analyte
Volume in % Lorenz : PHI INT -0.5 to 0.0 | standard analyte
Volume in % Lorenz : PHI INT 2.5 to 3.0 | standard analyte
Volume in % Lorenz : PHI INT 7.0 to 7.5 | standard analyte
Volume in % Lorenz : PHI INT 3.0 to 3.5 | standard analyte
Volume in % Lorenz : PHI INT 3.5 to 4.0 | standard analyte
Volume in % Lorenz : PHI INT 1.5 to 2.0 | standard analyte
Volume in % Lorenz : PHI INT 7.5 to 8.0 | standard analyte
Volume in % Lorenz : PHI INT 10 to 10.5 | standard analyte
Volume in % Lorenz : PHI INT 2.0 to 2.5 | standard analyte
Volume in % Lorenz : PHI INT 8.0 to 8.5 | standard analyte
Volume in % Lorenz : PHI INT 8.5 to 9.0 | standard analyte
Volume in % Lorenz : PHI INT 10.5 to 11.0 | standard analyte
Volume in % Lorenz : PHI INT 6.5 to 7.0 | standard analyte
Volume in % Lorenz : PHI INT 1.0 to 1.5 | standard analyte
Equiv.Carbon No >12-16, Aromatic Fraction | organic contaminants
Equiv.Carbon No >10-12, Aromatic Fraction | organic contaminants
PCB - 157 : Wet Wt | organic contaminants
PCB - 123 : Wet Wt | organic contaminants
PCB - 169 : Wet Wt | organic contaminants
PCB - 114 : Wet Wt | organic contaminants
PCB - 081 : Wet Wt | organic contaminants
PCB - 126 : Wet Wt | organic contaminants
PCB - 077 : Wet Wt | organic contaminants
PCB - 189 : Wet Wt | organic contaminants
PCB - 167 : Wet Wt | organic contaminants
Nitrogen Oxides : Load as NO2 (Except N2O) | standard analyte
1,2,3,4,7,8,9-Heptachlorodibenzofuran : Wet Wt | microplastics, nanoplastic, pfas, insecticide, pesticide, or similar
1,2,3,6,7,8-Hexachlorodibenzo-p-dioxin : Wet Wt | organic contaminants
Octachlorodibenzo-p-dioxin : Wet Wt | organic contaminants
1,2,3,6,7,8-Hexachlorodibenzofuran : Wet Wt | organic contaminants
2,3,4,6,7,8-Hexachlorodibenzofuran : Wet Wt | organic contaminants
Octachlorodibenzofuran : Wet Wt | organic contaminants
2,3,7,8-Tetrachlorodibenzofuran : Wet Wt | organic contaminants
1,2,3,7,8,9-Hexachlorodibenzofuran : Wet Wt | organic contaminants
1,2,3,7,8,9-Hexachlorodibenzo-p-dioxin : Wet Wt | organic contaminants
1,2,3,4,7,8-Hexachlorodibenzo-p-dioxin : Wet Wt | organic contaminants
1,2,3,7,8-Pentachlorodibenzofuran : Wet Wt | organic contaminants
1,2,3,4,6,7,8-Heptachlorodibenzofuran : Wet Wt | microplastics, nanoplastic, pfas, insecticide, pesticide, or similar
1,2,3,4,6,7,8-Heptachlorodibenzo-p-dioxin : Wet Wt | microplastics, nanoplastic, pfas, insecticide, pesticide, or similar
1,2,3,7,8-Pentachlorodibenzo-p-dioxin : Wet Wt | organic contaminants
2,3,4,7,8-Pentachlorodibenzofuran : Wet Wt | organic contaminants
2,3,7,8-Tetrachlorodibenzo-p-dioxin : Wet Wt | organic contaminants
Calcium Carbonate Equivalents as CaCO3 : Dry Wt | standard analyte
Cypermethrin : Dry Wt | microplastics, nanoplastic, pfas, insecticide, pesticide, or similar
1,2,3,4,7,8-Hexachlorodibenzofuran : Wet Wt | organic contaminants
Urea as N | standard analyte
Diazinon : Dry Wt | microplastics, nanoplastic, pfas, insecticide, pesticide, or similar
Equiv.Carbon No >6-8, Aliphatic Fraction : Dry Wt | organic contaminants
Equiv.Carbon No >5-7, Aromatic Fraction : Dry Wt | organic contaminants
Equiv.Carbon No >8-10, Aliphatic Fraction : Dry Wt | organic contaminants
Equiv.Carbon No >7-8, Aromatic Fraction : Dry Wt | organic contaminants
Equiv.Carbon No >8-10, Aromatic Fraction : Dry Wt | organic contaminants
Equiv.Carbon No >5-6, Aliphatic Fraction : Dry Wt | organic contaminants
Equiv.Carbon No >16-21, Aromatic Fraction | organic contaminants
Metals : Total ( Cr Cu Ni Pb Zn ) : Group 34 | Screening or Multi-Parameter Tests
Heptachlor : Dry Wt | microplastics, nanoplastic, pfas, insecticide, pesticide, or similar
Perfluorohexadecanoic acid | Administrative and Procedural Markers
Perfluorotridecane sulfonic acid | Administrative and Procedural Markers
Streptococci : Faecal : Confirmed : MF : Wet Wt | standard analyte
Glycols: Total | organic contaminants
1-Chloro-2-nitrobenzene :- {o-Chloronitrobenzene} | organic contaminants
Equiv.Carbon No >21-35, Aromatic Fraction | organic contaminants
Iron, Particulate | standard analyte
Anthanthrene : Dry Wt | organic contaminants
PCB - 149 : Dry Wt | organic contaminants
Loss of Mass on drying at 450 C | standard analyte
Nonylphenol-2-ethoxylate | organic contaminants
Nonylphenol-1-ethoxylate | organic contaminants
Bacillus globigii : Titration | standard analyte
p-Nonylphenol Tetraethoxylate (isomer mix) | organic contaminants
Alkyl Fluoranthenes/Pyrenes : C1 : Dry Wt | organic contaminants
Alkyl Chrysenes/Benzo(a)Anthracenes : C1 : Dry Wt | organic contaminants
Alkyl Chrysenes/Benzo(a)Anthracenes : C2 : Dry Wt | organic contaminants
p-Nonylphenol Triethoxylate (isomer mix) | organic contaminants
Benzo(b+k)Fluoranthene : Dry Wt | organic contaminants
1-Chloro-3-nitrobenzene :- {m-Chloronitrobenzene} | organic contaminants
Equiv.Carbon No >16-21, Aliphatic Fraction | organic contaminants
2-Chloroaniline :- {2-Chlorobenzamine} | organic contaminants
Methanol | organic contaminants
Escherichia coli : Presumptive : MF : Wet Wt | standard analyte
Benzo(b)Fluoranthene : Wet Wt | organic contaminants
Benzo(k)Fluoranthene : Wet Wt | organic contaminants
1-Chloro-4-nitrobenzene :- {p-Chloronitrobenzene} | organic contaminants
Bacteroidetes Marker : Horse Copy Number | Administrative and Procedural Markers
Bacteroidetes Marker : Horse | Administrative and Procedural Markers
3-Chloroaniline :- {3-Chlorobenzamine} | organic contaminants
Aniline :- {Aminobenzene} | organic contaminants
Suite Indicator : G4 | Administrative and Procedural Markers
Iron, Leachable | standard analyte
Equiv.Carbon No >21-35, Aliphatic Fraction | organic contaminants
EWC Extended Sample Description | Administrative and Procedural Markers
Heptachlor epoxide : Dry Wt | microplastics, nanoplastic, pfas, insecticide, pesticide, or similar
Sulphate, Acid Ext | standard analyte
Pesticides : Total (Gamma-HCH, Dieldrin, Parathion) : SWAD | microplastics, nanoplastic, pfas, insecticide, pesticide, or similar
o-Toluidine :- {2-Methylaniline} | organic contaminants
Water Level : Metres below datum | Hydrological Measurement Data
Acrylonitrile | organic contaminants
UV : Applied dose | Meteorological and Environmental Context
Cations | standard analyte
1,2,3,4,7,8-Hexachlorodibenzo-p-dioxin : Dry Wt | organic contaminants
1,2,3,4,6,7,8-Heptachlorodibenzo-p-dioxin : Dry Wt | microplastics, nanoplastic, pfas, insecticide, pesticide, or similar
2,3,7,8-Tetrachlorodibenzofuran : Dry Wt | organic contaminants
2,3,7,8-Tetrachlorodibenzo-p-dioxin : Dry Wt | organic contaminants
2,3,4,6,7,8-Hexachlorodibenzofuran : Dry Wt | organic contaminants
1,2,3,4,6,7,8-Heptachlorodibenzofuran : Dry Wt | microplastics, nanoplastic, pfas, insecticide, pesticide, or similar
1,2,3,6,7,8-Hexachlorodibenzofuran : Dry Wt | organic contaminants
1,2,3,4,7,8,9-Heptachlorodibenzofuran : Dry Wt | microplastics, nanoplastic, pfas, insecticide, pesticide, or similar
Octachlorodibenzofuran : Dry Wt | organic contaminants
Octachlorodibenzo-p-dioxin : Dry Wt | organic contaminants
1,2,3,6,7,8-Hexachlorodibenzo-p-dioxin : Dry Wt | organic contaminants
1,2,3,4,7,8-Hexachlorodibenzofuran : Dry Wt | organic contaminants
1,2,3,7,8-Pentachlorodibenzo-p-dioxin : Dry Wt | organic contaminants
1,2,3,7,8-Pentachlorodibenzofuran : Dry Wt | organic contaminants
2,3,4,7,8-Pentachlorodibenzofuran : Dry Wt | organic contaminants
Cyclohexanone | organic contaminants
Equiv.Carbon No >35-44, Aliphatic Fraction : Dry Wt | organic contaminants
1,2,3,7,8,9-Hexachlorodibenzo-p-dioxin : Dry Wt | organic contaminants
Equiv.Carbon No >35-44, Aromatic Fraction : Dry Wt | organic contaminants
Chlorthal Dimethyl | microplastics, nanoplastic, pfas, insecticide, pesticide, or similar
Equiv.Carbon No >12-16 | standard analyte
Equiv.Carbon No >16-21 | standard analyte
1,2,3,7,8,9-Hexachlorodibenzofuran : Dry Wt | organic contaminants
Equiv.Carbon No >10-12 | standard analyte
UV Transmissivity | standard analyte
Equiv.Carbon No >21-35 | standard analyte
Orthophosphate | standard analyte
Equiv.Carbon No >35-44 | standard analyte
Phosphate : Dry Wt | standard analyte
Equiv.Carbon No >10-40 | standard analyte
Equiv.Carbon No >35-44, Aromatic Fraction | organic contaminants
Anions | standard analyte
Equiv.Carbon No >10-24 | standard analyte
Equiv.Carbon No >35-44, Aliphatic Fraction | organic contaminants
Equiv.Carbon No >10-44 | standard analyte
Nitrite : Dry Wt as N | standard analyte
Nitrogen, Total Oxidised : Dry Wt as N | standard analyte
Moisture Content, Air dried 105 C | standard analyte
Equiv.Carbon No >20-44 | standard analyte
Coliforms, Faecal | standard analyte
Equiv.Carbon No >10-20 | standard analyte
Escherichia coli : Confirmed : MF : Wet Wt | standard analyte
Tetrahydrofuran :- {THF} | organic contaminants
Silicates | standard analyte
Absorbance at 400 nm, Unfiltered :- {Apparent Colour} | standard analyte
Equiv.Carbon No >24-40 | standard analyte
Equiv.Carbon No >24-44 | standard analyte
Equiv.Carbon No >10-16 | standard analyte
Equiv.Carbon No >16-24 | standard analyte
State of tide | Hydrological Measurement Data
Equiv.Carbon No >10-35 | standard analyte
Equiv.Carbon No >20-40 | standard analyte
1,2-Dichlorobenzene : Dry Wt | organic contaminants
1,3-Dichlorobenzene : Dry Wt | organic contaminants
1,4-Dichlorobenzene : Dry Wt | organic contaminants
Iron, Loosely bound : Dry Wt | standard analyte
Equiv.Carbon No >16-35 | standard analyte
Equiv.Carbon No >20-30 | standard analyte
Equiv.Carbon No >35-40 | standard analyte
Equiv.Carbon No >30-40 | standard analyte
Photo Taken: Yes/No (1/0) | standard analyte
Equiv.Carbon No >16-35, Aliphatic Fraction | organic contaminants
Alkyl Naphthalenes : C3 : Dry Wt | organic contaminants
Alkyl Dibenzothiophenes : C3 : Dry Wt | organic contaminants
Weight of Liver : Wet Wt | Administrative and Procedural Markers
UV : Received dose | Meteorological and Environmental Context
Equiv.Carbon No >25-40 | standard analyte
Equiv.Carbon No >10-25 | standard analyte
Hexafluoropropylene oxide trimer acid | Administrative and Procedural Markers
Ammonium as NH4 | standard analyte
Bromoform : Dry Wt :- {Tribromomethane} | organic contaminants
Bromodichloromethane : Dry Wt | organic contaminants
1,1,2-Trichloroethane : Dry Wt | organic contaminants
PCB - 167 : Dry Wt | organic contaminants
PCB - 157 : Dry Wt | organic contaminants
PCB - 123 : Dry Wt | organic contaminants
PCB - 189 : Dry Wt | organic contaminants
PCB - 081 : Dry Wt | organic contaminants
PCB - 114 : Dry Wt | organic contaminants
Chlorobenzene : Dry Wt | organic contaminants
Thallium, Dissolved | standard analyte
Trichlorofluoromethane : Dry Wt | organic contaminants
1,3,5-Trimethylbenzene : Dry Wt :- {Mesitylene} | organic contaminants
n-Propylbenzene : Dry Wt :- {1-phenylpropane} | organic contaminants
4-Chlorotoluene : Dry Wt :- {1-Chloro-4-methylbenzene} | organic contaminants
trans-1,2-Dichloroethylene : Dry Wt | organic contaminants
2-Chlorotoluene : Dry Wt :- {1-Chloro-2-methylbenzene} | organic contaminants
1,2,4-Trimethylbenzene : Dry Wt | organic contaminants
tert-Butylbenzene : Dry Wt :- {(1,1-Dimethylethyl)benzene} | organic contaminants
1,2-Dibromoethane : Dry Wt | organic contaminants
1,1-Dichloroethane : Dry Wt | organic contaminants
2,2-Dichloropropane : Dry Wt | organic contaminants
1,3-Dichloropropane : Dry Wt | organic contaminants
sec-Butylbenzene : Dry Wt :- {1-Methylpropylbenzene} | organic contaminants
Dibromomethane : Dry Wt | organic contaminants
Bromobenzene : Dry Wt | organic contaminants
1,1-Dichloropropylene : Dry Wt :- {1,1-Dichloropropene} | organic contaminants
1,2-Dibromo-3-chloropropane : Dry Wt | organic contaminants
Chloromethane : Dry Wt :- {Methyl Chloride} | organic contaminants
1,1-Dichloroethylene : Dry Wt :- {1,1-Dichloroethene} | organic contaminants
1,1,1,2-Tetrachloroethane : Dry Wt | organic contaminants
Vinyl chloride : Dry Wt {Chloroethylene} | organic contaminants
1,2-Dichloropropane : Dry Wt | organic contaminants
Bromochloromethane : Dry Wt | organic contaminants
Naphthalenes : C3 : Dry Wt | organic contaminants
n-ButylBenzene : Dry Wt :- {1-Phenylbutane} | organic contaminants
cis-1,2-Dichloroethylene : Dry Wt | organic contaminants
Non-Methane volatile organic compounds : Load :- {NMVOCs} | organic contaminants
Styrene : Dry Wt :- {Vinylbenzene} | organic contaminants
Nitrogen : as % V/V N2 | standard analyte
PCB - 020 : Dry Wt | organic contaminants
PCB - 008 : Dry Wt | organic contaminants
PCB - 035 : Dry Wt | organic contaminants
Manganese, Leachable | standard analyte
4-Nonylphenol decaexthoxylate | organic contaminants
Nonylphenol ethoxylates (1-15EO) | organic contaminants
4-Nonylphenol pentexthoxylate | organic contaminants
4-Nonylphenol undecaexthoxylate | organic contaminants
4-Nonylphenol tetradecaexthoxylate | organic contaminants
4-Nonylphenol tridecaexthoxylate | organic contaminants
4-Nonylphenol octexthoxylate | organic contaminants
4-Nonylphenol dodecaexthoxylate | organic contaminants
4-Nonylphenol heptexthoxylate | organic contaminants
4-Nonylphenol hexexthoxylate | organic contaminants
4-Nonylphenol nonaexthoxylate | organic contaminants
cis-Permethrin : Dry Wt | microplastics, nanoplastic, pfas, insecticide, pesticide, or similar
trans-Permethrin : Dry Wt | microplastics, nanoplastic, pfas, insecticide, pesticide, or similar
Dibenzofuran | organic contaminants
4-Nitrotoluene :- {4-Methylnitrobenzene} | organic contaminants
3-Nitrotoluene | organic contaminants
Diethyl Phthalate | organic contaminants
Equiv.Carbon No >10-44, Aromatic Fraction | organic contaminants
Equiv.Carbon No >6-10 : Dry Wt | standard analyte
Propetamphos : Dry Wt | standard analyte
Acetonitrile :- {Methyl Cyanide} | standard analyte
2-Nitrotoluene | organic contaminants
Isopropylbenzene : Dry Wt :- {Methylethylbenzene} | organic contaminants
Grain Size Fraction : 8000 to 15999 microns | standard analyte
Trifluralin : Dry Wt | microplastics, nanoplastic, pfas, insecticide, pesticide, or similar
Equiv.Carbon No >16-35, Aromatic Fraction | organic contaminants
m-Toluidine :- {3-Methylaniline} | organic contaminants
Equiv.Carbon No >10-44, Aliphatic Fraction | organic contaminants
trans-Chlordane : Dry Wt | microplastics, nanoplastic, pfas, insecticide, pesticide, or similar
cis-Chlordane : Dry Wt | microplastics, nanoplastic, pfas, insecticide, pesticide, or similar
4-Nonylphenol pentadecaexthoxylate | organic contaminants
Equiv.Carbon No >5-44 : (TPH) : Screen | organic contaminants
Equiv.Carbon No >10-24, Aliphatic Fraction | organic contaminants
Detergents, Anionic as Manoxol OT | organic contaminants
p-Toluidine :- {4-Methylaniline} | organic contaminants
Grain Size Fraction : 1000 to 3999 microns | standard analyte
Phosphorus, Digested | standard analyte
Odour : Threshold Number at 40 C | Qualitative Field Observations
1,2,3-Trichloropropane : Dry Wt | organic contaminants
4-Methyl-2-nitroaniline | organic contaminants
PAH : Total : LOD as 0 | organic contaminants
6-Chloro-2-aminotoluene {1-Chloro-2-methyl-3-aminobenzene} | organic contaminants
Equiv.Carbon No >10-25, Aliphatic Fraction | organic contaminants
Chlorpropham : Dry Wt | standard analyte
Tecnazene : Dry Wt | microplastics, nanoplastic, pfas, insecticide, pesticide, or similar
2-Chloro-4-aminotoluene | organic contaminants
Nitrogen, Total, Filtered | standard analyte
Colony count : 1 Day at 37C : Aerobic | standard analyte
Equiv.Carbon No >35-40, Aliphatic Fraction | organic contaminants
Equiv.Carbon No >30-40, Aliphatic Fraction | organic contaminants
Equiv.Carbon No >10-40, Aliphatic Fraction | organic contaminants
Equiv.Carbon No >30-40, Aromatic Fraction | organic contaminants
Equiv.Carbon No >10-35, Aromatic Fraction | organic contaminants
Wet sample weight | Administrative and Procedural Markers
Equiv.Carbon No >25-40, Aromatic Fraction | organic contaminants
Equiv.Carbon No >20-44, Aromatic Fraction | organic contaminants
Chloride : Dry Wt | standard analyte
Equiv.Carbon No >20-30, Aromatic Fraction | organic contaminants
Equiv.Carbon No >35-40, Aromatic Fraction | organic contaminants
Equiv.Carbon No >10-40, Aromatic Fraction | organic contaminants
Equiv.Carbon No >20-40, Aliphatic Fraction | organic contaminants
Equiv.Carbon No >20-40, Aromatic Fraction | organic contaminants
Equiv.Carbon No >10-35, Aliphatic Fraction | organic contaminants
Equiv.Carbon No >20-44, Aliphatic Fraction | organic contaminants
Equiv.Carbon No >10-20, Aromatic Fraction | organic contaminants
Equiv.Carbon No >24-40, Aliphatic Fraction | organic contaminants
Equiv.Carbon No >20-30, Aliphatic Fraction | organic contaminants
Equiv.Carbon No >24-44, Aliphatic Fraction | organic contaminants
Equiv.Carbon No >24-44, Aromatic Fraction | organic contaminants
Equiv.Carbon No >10-25, Aromatic Fraction | organic contaminants
Equiv.Carbon No >25-40, Aliphatic Fraction | organic contaminants
Equiv.Carbon No >24-40, Aromatic Fraction | organic contaminants
2,3,5,6-Tetrachloroaniline : Dry Wt | organic contaminants
Tetrabutyl Tin : Dry Wt as TBT | organic contaminants
Equiv.Carbon No >5-8 : Dry Wt | standard analyte
2-Nitrophenol | organic contaminants
Equiv.Carbon No >8-10 : Dry Wt | standard analyte
IR Scan | Screening or Multi-Parameter Tests
Bis(2-chloroethyl)ether | organic contaminants
Dimethyl phthalate | organic contaminants
2-Methylnaphthalene | organic contaminants
Isophorone | standard analyte
Di-n-octylphthalate | organic contaminants
2,6-Dinitrotoluene :- {2,6-DNT} | organic contaminants
2,4-Dinitrotoluene :- {2,4-DNT} | microplastics, nanoplastic, pfas, insecticide, pesticide, or similar
2-Chloronapthalene | organic contaminants
Bis(2-chloroethoxy)methane | organic contaminants
4-Chlorophenyl phenyl ether | organic contaminants
4-Bromophenyl phenyl ether | organic contaminants
Pendimethalin : Dry Wt | microplastics, nanoplastic, pfas, insecticide, pesticide, or similar
Triazines : Total (Atrazine,Simazine,Propazine,Prometryne) | microplastics, nanoplastic, pfas, insecticide, pesticide, or similar
Equiv.Carbon No >10-20, Aliphatic Fraction | organic contaminants
Equiv.Carbon No >10-24, Aromatic Fraction | organic contaminants
Dibutyl Phthalate | organic contaminants
Conductivity : Solid sample | standard analyte
1-Propanol :- {n-Propanol} | organic contaminants
Grain Size Fraction : 5 to 6.3mm | standard analyte
Grain Size Fraction : 20 to 30 microns | standard analyte
Grain Size Fraction : 28 to 37.5 mm | standard analyte
Grain Size Fraction : 10 to 14 mm | standard analyte
Grain Size Fraction : 212 to 300 microns | standard analyte
Grain Size Fraction : 40 to 50 microns | standard analyte
Grain Size Fraction : 300 to 425 microns | standard analyte
Grain Size Fraction : 1.18 to 2 mm | standard analyte
Grain Size Fraction : 3.35 to 5mm | standard analyte
Grain Size Fraction : 425 to 600 microns | standard analyte
Grain Size Fraction : 6 to 10 microns | standard analyte
Grain Size Fraction : 2 to 3.35 mm | standard analyte
Benzo(b)Anthracene : Dry Wt :- {2,3-Benzanthracene} | organic contaminants
Grain Size Fraction : 10 to 20 microns | standard analyte
Grain Size Fraction : >50 microns | standard analyte
Grain Size Fraction : 0.85 to 1.18 mm | standard analyte
Grain Size Fraction : 63 to 106 microns | standard analyte
Grain Size Fraction : 0.01 to 2 microns | standard analyte
Grain Size Fraction : 37.5 to 50mm | standard analyte
Grain Size Fraction : 14 to 20 mm | standard analyte
Grain Size Fraction : 63 to 75 mm | standard analyte
Grain Size Fraction : 150 to 212 microns | standard analyte
Grain Size Fraction : 50 to 63 mm | standard analyte
Grain Size Fraction : 30 to 40 microns | standard analyte
Grain Size Fraction : 20 to 28 mm | standard analyte
Grain Size Fraction : 106 to 150 microns | standard analyte
Grain Size Fraction : >75mm | standard analyte
Grain Size Fraction : 2 to 6 microns | standard analyte
Grain Size Fraction : 600 to 850 microns | standard analyte
Grain Size Fraction : 6.3 to 10mm | standard analyte
Chemical Oxygen Demand, Settled :- {COD} | standard analyte
1-Chloro-2,4-dinitrobenzene | microplastics, nanoplastic, pfas, insecticide, pesticide, or similar
Sulphur Dioxide | standard analyte
Flumethrin : Dry Wt | microplastics, nanoplastic, pfas, insecticide, pesticide, or similar
Sulphur : chromium reducible | standard analyte
Zooplankton | standard analyte
Polyvinyl Alcohol | organic contaminants
Conductivity at 25 C, Leachable | standard analyte
PCB - 031 : Dry Wt | organic contaminants
Acidity to pH 4.5 as H2SO4 | standard analyte
Suite Indicator : EC-HCH | microplastics, nanoplastic, pfas, insecticide, pesticide, or similar
N-nitrosodi-n-propylamine | organic contaminants
Chlorfenvinphos : Dry Wt | standard analyte
Equiv.Carbon No >6-7, Aliphatic Fraction : Dry Wt | organic contaminants
Asbestos by Gravimetry / Pick and Weigh | standard analyte
Dimethylphenol : Total Isomers : LOD as 0 :- {Xylenols} | organic contaminants
MTBE : Dry Wt :- {Methyl tert-butyl ether} | organic contaminants
Grain Size Faction : > 16000 microns | standard analyte
Dichloromethane : Dry Wt :- {Methylene Dichloride} | organic contaminants
Boron, Boiling water soluble : Dry Wt | organic contaminants
UV : Failed lamps | Meteorological and Environmental Context
Equiv.Carbon No >5-6 : Dry Wt | standard analyte
Equiv.Carbon No >7-8 : Dry Wt | standard analyte
Equiv.Carbon No >6-7 : Dry Wt | standard analyte
Isopropyl ether :- {Diisopropyl ether} | organic contaminants
Substances Extractable by Toluene : Dry Wt | organic contaminants
PCB - 018 : Dry Wt | organic contaminants
Cylcopenta[cd] Pyrene : Dry Wt | organic contaminants
Substances Extractable by Petroleum ether : Dry Wt | organic contaminants
Equiv.Carbon No >5-10 | standard analyte
Endosulfan A : Dry Wt | microplastics, nanoplastic, pfas, insecticide, pesticide, or similar
Endosulfan B : Dry Wt | microplastics, nanoplastic, pfas, insecticide, pesticide, or similar
Alkyl Chrysenes/Benzo(a)Anthracenes : C3 : Dry Wt | organic contaminants
Alkyl Fluorenes : C1 : Dry Wt | organic contaminants
Alkyl Naphthalenes : C4 : Dry Wt | organic contaminants
Alkyl Fluorenes : C2 : Dry Wt | organic contaminants
UV : Display available | Administrative and Procedural Markers
Alkyl Fluorenes : C3 : Dry Wt | organic contaminants
Alkyl Phenanthrenes/Anthracenes : C4 : Dry Wt | organic contaminants
Equiv.Carbon No >8-10 | standard analyte
PCB - 049 : Dry Wt | organic contaminants
Suite Indicator : RED | Administrative and Procedural Markers
Equiv.Carbon No >10-35, Aliphatic Fraction : Dry Wt | organic contaminants
Equiv.Carbon No 10-44 : Dry Weight | standard analyte
Equiv.Carbon No >10-44, Aromatic Fraction : Dry Wt | organic contaminants
Equiv.Carbon No >10-44, Aliphatic Fraction : Dry Wt | organic contaminants
Aluminium, Leachable : Dry Wt | standard analyte
Equiv.Carbon No >10-35 : Dry Wt | standard analyte
Equiv.Carbon No >10-35, Aromatic Fraction : Dry Wt | organic contaminants
PCB - 047 : Dry Wt | organic contaminants
Kresoxim-Methyl | microplastics, nanoplastic, pfas, insecticide, pesticide, or similar
Escherichia coli : MPN : Wet Wt | standard analyte
Sulphur Elemental : Dry Wt | standard analyte
Grain Size Fraction 2 to 1 um | standard analyte
Grain Size Fraction <1 um | standard analyte
Methyl-Ethyl-Ketone :- {Butanone} | organic contaminants
Grain Size Fraction 3.9 to 2 um | standard analyte
Clostridium perfringens : Confirmed : MF | Administrative and Procedural Markers
trans-Heptachlor epoxide : Dry Wt | microplastics, nanoplastic, pfas, insecticide, pesticide, or similar
cis-Heptachlor epoxide : Dry Wt | microplastics, nanoplastic, pfas, insecticide, pesticide, or similar
Equiv.Carbon No >6-10 | standard analyte
Polybrominated Diphenyl ethers | organic contaminants
Thiabendazole | microplastics, nanoplastic, pfas, insecticide, pesticide, or similar
2,6-Dinitrophenol | organic contaminants
Coliforms, Faecal : Confirmed : MF : Wet Wt | standard analyte
Carbon, Organic, Filtered as C :- {TOC} | standard analyte
PM10S : Load :- {Particulates <10 micron)} | standard analyte
Mercury : HF Digest : Dry Wt | standard analyte
Flashpoint : SETA | standard analyte
Suite Indicator : LIST2X | Administrative and Procedural Markers
Deltamethrin : Dry Wt | microplastics, nanoplastic, pfas, insecticide, pesticide, or similar
Equiv.Carbon No >6-8 | standard analyte
Ammoniacal Nitrogen, Leachable : Dry Wt as N | standard analyte
Equiv.Carbon No >5-44 | standard analyte
Equiv.Carbon No >6-40 | standard analyte
Cyfluthrin : Dry Wt | microplastics, nanoplastic, pfas, insecticide, pesticide, or similar
PAH : Total (WHO 6) :- {Polynuclear Aromatic Hydrocarbons} | organic contaminants
3,4-Dichloroaniline :- {3,4-Chlorobenzamine} | organic contaminants
Dibromochloromethane : Dry Wt | organic contaminants
Lead : Load | standard analyte
Parathion-ethyl : Dry Wt :- {Parathion} | microplastics, nanoplastic, pfas, insecticide, pesticide, or similar
1,3-Dichloropropylene (cis- and trans-) : Dry Wt | organic contaminants
Sulphide, Dissolved as S | standard analyte
Equiv.Carbon No >5-8 | standard analyte
Equiv.Carbon No >6-44 | standard analyte
2,3,5,6-Tetrachlorothioanisole : Dry Wt | organic contaminants
Nitrate : Dry Wt as N | standard analyte
Equiv.Carbon No >5-40 | standard analyte
Hydrocarbons : Total : Dry Wt as Ekofisk | organic contaminants
Malathion : Dry Wt | microplastics, nanoplastic, pfas, insecticide, pesticide, or similar
Metals : Total ( Cd Cr Cu Ni Pb ) | Screening or Multi-Parameter Tests
Equiv.Carbon No >8-10, Aliphatic Fraction | organic contaminants
Equiv.Carbon No >5-6, Aliphatic Fraction | organic contaminants
Fenitrothion : Dry Wt | microplastics, nanoplastic, pfas, insecticide, pesticide, or similar
Residual mass : after drying at 450 C | Administrative and Procedural Markers
Fluazinam | microplastics, nanoplastic, pfas, insecticide, pesticide, or similar
Equiv.Carbon No >7-8, Aromatic Fraction | organic contaminants
Equiv.Carbon No >8-10, Aromatic Fraction | organic contaminants
N-Methyl-N-(2-hydroxyethyl)perfluorooctanesulfonamide | Administrative and Procedural Markers
Flusilazole | microplastics, nanoplastic, pfas, insecticide, pesticide, or similar
Colony count : 3 Days at 37C : Aerobic | standard analyte
Iron : Wet Wt | standard analyte
Lambda-cyhalothrin : Dry Wt | microplastics, nanoplastic, pfas, insecticide, pesticide, or similar
PCB : Total as Aroclor : Wet Wt | organic contaminants
Cresyldiphenyl phosphate | standard analyte
Isodecyl diphenyl phosphate | standard analyte
Clostridium perfringens : Presumptive : MF | Administrative and Procedural Markers
tert-Butylphenyl diphenyl phosphate | standard analyte
Nitrogen, Total Oxidised, Leachable : Dry Wt as N | standard analyte
Tricresyl phosphate | standard analyte
Triphenyl phosphate | standard analyte
Trixylenyl phosphate | standard analyte
Dioctyl Tin : Dry Wt as Cation | standard analyte
Flow | Hydrological Measurement Data
Colony count : 7 Days at 22C : Aerobic | standard analyte
1-Butanol :- {Butan-1-ol} | organic contaminants
Butylene glycol: Total (1,3 and 1,4) | organic contaminants
Soil Organic Matter :- {SOM} : {Total Organic Carbon / 0.58} | organic contaminants
Methoxychlor : Dry Wt | microplastics, nanoplastic, pfas, insecticide, pesticide, or similar
Chloro-alkanes C10-13 :- {Short chain chlorinated paraffins} | organic contaminants
Azinphos-methyl : Dry Wt | microplastics, nanoplastic, pfas, insecticide, pesticide, or similar
Solids, Settleable at 105 C | standard analyte
Propachlor : Dry Wt | microplastics, nanoplastic, pfas, insecticide, pesticide, or similar
WRA Section 87 Waiver | Administrative and Procedural Markers
Vanadium, Leachable | standard analyte
Mecoprop : Dry Wt | microplastics, nanoplastic, pfas, insecticide, pesticide, or similar
Nonylphenol ethoxylate : Total compounds | organic contaminants
1,1,2,2-Tetrachloroethane : Dry Wt | organic contaminants
Simazine : Dry Wt | microplastics, nanoplastic, pfas, insecticide, pesticide, or similar
Coliforms, Total : Confirmed : MF : Wet Wt | standard analyte
Pyridine | organic contaminants
Alkyl Chrysenes/Benzo(a)Anthracenes : C4 : Dry Wt | organic contaminants
Dichlorobenzophenone : Wet Wt | organic contaminants
cis-1,3-Dichloropropylene : Dry Wt | organic contaminants
Manganese : Wet Wt | standard analyte
Equiv.Carbon No 6-38 : (Total Petroleum Hydrocarbons) : Dry Wt | organic contaminants
Nitrite, Leachable : Dry Wt as N | standard analyte
Isopropyl toluene : Total Isomers : Dry Wt | organic contaminants
Metals : Total ( Cd Cr Cu Ni Zn ) : Group 53 | Screening or Multi-Parameter Tests
Citrate | organic contaminants
Equiv.Carbon No >5-44 : (TPH) : Screen : Dry Wt | organic contaminants
Fluorescein | organic contaminants
Benzene : Load | organic contaminants
Microtox, 5 Minutes : EC50 Lower 95% confidence limit | Screening or Multi-Parameter Tests
Dimethoate : Dry Wt | microplastics, nanoplastic, pfas, insecticide, pesticide, or similar
Microtox, 15 Minutes : EC50 Lower 95% confidence limit | Screening or Multi-Parameter Tests
Microtox, 5 Minutes : EC50 Upper 95% confidence limit | Screening or Multi-Parameter Tests
Microtox, 15 Minutes : EC50 Upper 95% confidence limit | Screening or Multi-Parameter Tests
2-Butanol :- {Butan-2-ol} | organic contaminants
Methyl triclosan | pharmaceuticals
Orthophosphate, Leachable : Dry Wt | standard analyte
Asbestos Bandings % | standard analyte
3-Chlorotoluene : Dry Wt :- {1-Chloro-3-methylbenzene} | organic contaminants
Equiv.Carbon No >6-7, Aromatic Fraction | organic contaminants
trans-1,3-Dichloropropylene : Dry Wt | organic contaminants
Equiv.Carbon No >7-8, Aliphatic Fraction | organic contaminants
Dichlobenil : Dry Wt | microplastics, nanoplastic, pfas, insecticide, pesticide, or similar
Equiv.Carbon No >6-7, Aliphatic Fraction | organic contaminants
Chloroethane : Dry Wt :- {Ethyl Chloride} | organic contaminants
Thallium, Leachable | standard analyte
Dibenzo(a,h)Anthracene, Leachable | organic contaminants
Dimethoxymethane :- {Dimethoxylmethane} | organic contaminants
Octylphenol ethoxylates : Total compounds | organic contaminants
isobutanol :- {2-Methylpropanol} | organic contaminants
Toluene, Extractable :- {Methylbenzene} | organic contaminants
Acenaphthene, Leachable | standard analyte
Acenaphthylene, Leachable | standard analyte
1,2,3-Trimethylbenzene : Dry Wt | organic contaminants
Fluoride : Dry Wt | standard analyte
Chemical Oxygen Demand, Leachable :- {COD} | standard analyte
Tin, Leachable | standard analyte
Dichlorvos : Dry Wt | microplastics, nanoplastic, pfas, insecticide, pesticide, or similar
Fenthion : Dry Wt | microplastics, nanoplastic, pfas, insecticide, pesticide, or similar
Atrazine : Dry Wt | microplastics, nanoplastic, pfas, insecticide, pesticide, or similar
Azinphos-ethyl : Dry Wt | microplastics, nanoplastic, pfas, insecticide, pesticide, or similar
Parathion-methyl : Dry Wt | microplastics, nanoplastic, pfas, insecticide, pesticide, or similar
Chlorodibromomethane : Dry Wt | organic contaminants
Triazophos : Dry Wt | standard analyte
Ethylene thiourea | organic contaminants
Vinclozolin : Dry Wt | microplastics, nanoplastic, pfas, insecticide, pesticide, or similar
Cobalt, Leachable | standard analyte
Chlorine Free as Cl2 : Filtered | standard analyte
Euphotic depth : In Situ :- {ZEU} | standard analyte
Sewage debris, Strandline to waters edge : Scale 0-3 | Qualitative Field Observations
Anthracene, Leachable | organic contaminants
p-Isopropyltoluene : Dry Wt | organic contaminants
Naphthalene, Leachable | organic contaminants
Colony count : 5 Days at 22C : Aerobic | standard analyte
Pyrene, Leachable | organic contaminants
Benzo(b)Fluoranthene, Leachable | organic contaminants
Chrysene, Leachable | organic contaminants
Fluorene, Leachable | organic contaminants
Phenanthrene, Leachable | organic contaminants
Benzo(g,h,i)Perylene, Leachable | organic contaminants
Indeno(1,2,3-cd)pyrene, Leachable | organic contaminants
Benzo(k)Fluoranthene, Leachable | organic contaminants
Fluoranthene, Leachable | organic contaminants
Benzo(a)Pyrene, Leachable | organic contaminants
Benzo(a)Anthracene, Leachable | organic contaminants
Perfluorooctylsulphonate anion : Dry Wt | standard analyte
Terbutryn : Dry Wt | microplastics, nanoplastic, pfas, insecticide, pesticide, or similar
Molybdenum, Leachable : Wet Wt | standard analyte
Mevinphos : Dry Wt | standard analyte
Substances Extractable by Cyclohexane : Dry Wt | organic contaminants
Phosphorus : Load as P | standard analyte
Propazine : Dry Wt | microplastics, nanoplastic, pfas, insecticide, pesticide, or similar
Carbonate as CO3 | standard analyte
Suite Indicator : PARIS | Administrative and Procedural Markers
Perfluoroheptanoic acid : Dry Wt | Administrative and Procedural Markers
Perfluorononanoic acid : Dry Wt | Administrative and Procedural Markers
Perfluoroundecanoic acid : Dry Wt | Administrative and Procedural Markers
Perfluorodecanoic acid : Dry Wt | Administrative and Procedural Markers
Perfluorooctanoic acid : Dry Wt | Administrative and Procedural Markers
Perfluorododecanoic acid : Dry Wt | Administrative and Procedural Markers
Intact human faeces, Strandline to waters edge | Qualitative Field Observations
Intact human faeces, Strandline | Qualitative Field Observations
Obnoxious sewage odours, Strandline to waters edge : Scale 0-3 | Qualitative Field Observations
Sanitary towels, Strandline to waters edge : Scale 0-3 | organic contaminants
Obnoxious sewage odours, Strandline : Scale 0-3 | Qualitative Field Observations
Sewage debris, Waters edge : Scale 0-3 | Qualitative Field Observations
Contraceptives/Tampon applicators, Waters edge : Scale 0-3 | Qualitative Field Observations
Contraceptives/Tampon applicators, Strandline : Scale 0-3 | Qualitative Field Observations
Methylphenol : Sum of Isomers (2-, 3-, 4-) :- {Cresols} | organic contaminants
Obnoxious sewage odours, Waters edge : Scale 0-3 | Qualitative Field Observations
Permethrin : Dry Wt | microplastics, nanoplastic, pfas, insecticide, pesticide, or similar
Grease /Scum, Strandline to waters edge : Scale 0-3 | organic contaminants
Grease /Scum, Strandline : Scale 0-3 | organic contaminants
Grease /Scum, Waters edge : Scale 0-3 | organic contaminants
Intact human faeces, Waters edge | Qualitative Field Observations
Sanitary towels, Waters edge : Scale 0-3 | organic contaminants
Perfluorohexanoic acid : Dry Wt | Administrative and Procedural Markers
Sanitary towels, Strandline : Scale 0-3 | organic contaminants
1,3-Butadiene : Load | organic contaminants
Perfluorotetradecanoic acid : Dry Wt | Administrative and Procedural Markers
Acetate | organic contaminants
Perfluoropentanoic acid : Dry Wt | Administrative and Procedural Markers
Rhodamine B | organic contaminants
Contraceptives/Tampon applicators, Strandline to water : Scale 0-3 | Qualitative Field Observations
Sewage debris, Strandline : Scale 0-3 | Qualitative Field Observations
PCB - 099 : Dry Wt | organic contaminants
PCB - 051 : Dry Wt | organic contaminants
Chromium Hexavalent : Dry Wt :- {Chromate} | standard analyte
Nitrogen, Total : % on solids | standard analyte
Carbophenothion : Dry Wt | standard analyte
Hydrocarbons : Total | organic contaminants
Silica, reactive, Filtered as Si | standard analyte
Calcium, Leachable : Dry Wt | standard analyte
PCB - 187 : Dry Wt | organic contaminants
PCB - 066 : Dry Wt | organic contaminants
Dimethyl formamide :- {DMF} | Administrative and Procedural Markers
PCB - 044 : Dry Wt | organic contaminants
Mitochondrial marker : Fish 12S | standard analyte
Sodium, Leachable : Dry Wt | standard analyte
Equiv.Carbon No 6-10 | standard analyte
Tellurium, Dissolved | standard analyte
Ammonium : In Situ as NH4 | standard analyte
Di(2-ethylhexyl) phthalate : Dry Wt :- {DEHP} | organic contaminants
Magnesium, Leachable : Dry Wt | standard analyte
Phenol, Leachable | organic contaminants
Carbonate, Dissolved as CaCO3 :- {CO3} | standard analyte
PCB - 194 : Dry Wt | organic contaminants
PCB - 183 : Dry Wt | organic contaminants
Pesticides : Total (EC-SW) | microplastics, nanoplastic, pfas, insecticide, pesticide, or similar
PCB - 110 : Dry Wt | organic contaminants
PCB - 158 : Dry Wt | organic contaminants
PCB - 141 : Dry Wt | organic contaminants
PCB - 151 : Dry Wt | organic contaminants
River flow status | Hydrological Measurement Data
Carbazole | organic contaminants
Conductivity : Grant YSI 3800 : In Situ | standard analyte
Bacteroides HF183 primer : Report | Administrative and Procedural Markers
eDNA Report | standard analyte
Escherichia coli, O157 : per Litre | standard analyte
tert-Butyltoluene | organic contaminants
Nitrogen, Kjeldahl : Dry Wt % as N | standard analyte
Preparation : Metals, Sieved <63 um | Administrative and Procedural Markers
UV Scan : Report Number | Screening or Multi-Parameter Tests
Oxidant : Total Residual | Administrative and Procedural Markers
Cyanide : Free, Leachable as CN | standard analyte
Bacteroidetes Marker : All : Report | Administrative and Procedural Markers
Phenols : Monohydric, Leachable : Dry Wt | organic contaminants
Titanium, Leachable : Dry Wt | standard analyte
Beryllium, Leachable : Dry Wt | standard analyte
Borehole : Diameter | Administrative and Procedural Markers
Bacteroidetes Marker : Ruminant : Report | Administrative and Procedural Markers
Benzo(j)Fluoranthene : Dry Wt | organic contaminants
Unusual Operating Conditions Waiver (UWWTD) | standard analyte
Metazachlor : Dry Wt | microplastics, nanoplastic, pfas, insecticide, pesticide, or similar
Metals : Total ( Cr Pb ) : Group 41 | Screening or Multi-Parameter Tests
PAH : Total (EPA 16), Leachable | organic contaminants
Methylphenol : Total Isomers (2-, 3-, 4-) : LOD as 0 | organic contaminants
2,4,5-Trichlorophenol : Dry Wt | microplastics, nanoplastic, pfas, insecticide, pesticide, or similar
Volatile Matter : % | organic contaminants
Trimethylbenzene : Total (1,2,3- 1,2,4- 1,3,5-) : LOD as 0 | organic contaminants
Phenols : Total (Phenol+Cresol+Xylenol) : LOD as 0 | organic contaminants
Streptococci : Faecal : Confirmed : MPN | standard analyte
Phenols, Leachable : Wet Wt as Phenol | organic contaminants
2,4-Dichlorophenol : Dry Wt | microplastics, nanoplastic, pfas, insecticide, pesticide, or similar
4-Chloro-3-Methylphenol : Dry Wt | organic contaminants
Amitrole | microplastics, nanoplastic, pfas, insecticide, pesticide, or similar
Fenpropidin | Administrative and Procedural Markers
2-Nitrophenol : Dry Wt | organic contaminants
2,3,4,6-Tetrachlorophenol : Dry Wt | organic contaminants
Escherichia coli : Confirmed : MPN | standard analyte
4-Methyl-3-nitroaniline | organic contaminants
Grain Size Fraction : 32 to 63 microns | standard analyte
Grain Size Fraction : 3.9 to 7.79 microns | standard analyte
Grain Size Fraction : < 3.9 microns | standard analyte
Grain Size Fraction : 15.6 to 31.99 microns | standard analyte
Grain Size Fraction : 7.8 to 15.59 microns | standard analyte
Diphenyl Tin as Cation : Dry Wt | standard analyte
Hydrogen Peroxide | standard analyte
Benzo(e)Pyrene : Wet Wt | organic contaminants
Perylene : Wet Wt | organic contaminants
Perfluorobutane sulfonic acid : wet wt | Administrative and Procedural Markers
2-(N-Methylperfluorooctanesulfonamido)acetic acid - branched | Administrative and Procedural Markers
Perfluorotridecanoic acid : wet wt | Administrative and Procedural Markers
Perfluorooctane sulphonamide : wet wt | standard analyte
Perfluorooctanesulphanoate - branched | standard analyte
Perfluorododecanoic acid : wet wt | Administrative and Procedural Markers
6:8 Perfluorophosphinic acid: wet wt | standard analyte
8:2 Fluorotelomer sulfonic acid: wet wt | microplastics, nanoplastic, pfas, insecticide, pesticide, or similar
Perfluoroheptanesulphonic acid : wet wt | standard analyte
Perfluoro(perfluoroethyl)cyclohexanesulfonic acid: wet wt | organic contaminants
Perfluorotetradecanoic acid : wet wt | Administrative and Procedural Markers
Perfluorononanesulfonic acid: wet wt | Administrative and Procedural Markers
Perfluorononanoic acid : wet wt | Administrative and Procedural Markers
2H,2H,3H,3H-Perfluorooctanoic acid: wet wt | Administrative and Procedural Markers
2-(N-Ethylperfluorooctanesulfonamido)acetic acid - branched | Administrative and Procedural Markers
Perfluorodecanoic acid : wet wt | Administrative and Procedural Markers
Perfluorobutanoic acid : wet wt | Administrative and Procedural Markers
Perfluorohexanesulphonic acid : wet wt | standard analyte
Perfluoroheptanoic acid : wet wt | Administrative and Procedural Markers
Perfluoroundecanoic acid : wet wt | Administrative and Procedural Markers
2-(N-Ethylperfluorooctanesulfonamido)acetic acid - linear | Administrative and Procedural Markers
Perfluorooctanesulphanoate - linear | standard analyte
2-(N-Methylperfluorooctanesulfonamido)acetic acid: wet wt | Administrative and Procedural Markers
Perfluoropentane sulphonic acid : wet wt | standard analyte
Perfluorohexanoic acid : wet wt | Administrative and Procedural Markers
Perfluorodecane sulphonic acid : wet wt | standard analyte
3:3 Fluorotelomer carboxylic acid: wet wt | microplastics, nanoplastic, pfas, insecticide, pesticide, or similar
6:6 Perfluorophosphinic acid: wet wt | standard analyte
2-(N-Methylperfluorooctanesulfonamido)acetic acid - linear | Administrative and Procedural Markers
Perfluoropentanoic acid : wet wt | Administrative and Procedural Markers
1H,1H,2H,2H-perfluorooctane sulfonic acid : wet wt | Administrative and Procedural Markers
11-chloroeicosafluoro-3-oxaundecane-1-sulfonic acid (F-53B Minor): WW | Administrative and Procedural Markers
4:2 Fluorotelomer sulfonic acid: wet wt | microplastics, nanoplastic, pfas, insecticide, pesticide, or similar
Phenols : Free | organic contaminants
Phenmedipham | standard analyte
Coliforms, Faecal : Presumptive : MF : Analysis in 10 Hours | standard analyte
Equiv.Carbon No 10-40 | standard analyte
Cyclohexyl Tin : Dry Wt as CHT | standard analyte
Acid/Base Neutralisation Capacity : Dry Wt | Administrative and Procedural Markers
HCH : Total (Alpha, Gamma) | microplastics, nanoplastic, pfas, insecticide, pesticide, or similar
Weather : Abnormal | Meteorological and Environmental Context
Special waste flag | Administrative and Procedural Markers
Residual mass : after drying at 105 C | Administrative and Procedural Markers
Sulphate : Total : Dry Wt | standard analyte
Perfluorobutylsulfonamide (perfluorobutane sulfonamide) : wet wt | Administrative and Procedural Markers
Solids, Settleable at 105 C, 30min, No pH correction | standard analyte
2,2,3,4,4,5,6-Heptabromodiphenyl ether : Dry Wt {PBDE 183} | organic contaminants
2,3,7,8-Tetrachlorodibenzofuran - ITEQ Upper Bound | organic contaminants
2,3,7,8-Tetrachlorodibenzo-p-dioxin - ITEQ Upper Bound | organic contaminants
Perfluorohexanesulfonamide: wet wt | Administrative and Procedural Markers
1,2,3,7,8,9-Hexachlorodibenzofuran - ITEQ Upper Bound | organic contaminants
1,2,3,6,7,8-Hexachlorodibenzofuran - ITEQ Upper Bound | organic contaminants
1,2,3,4,7,8-Hexachlorodibenzofuran - ITEQ Upper Bound | organic contaminants
1,2,3,7,8,9-Hexachlorodibenzo-p-dioxin - ITEQ Upper Bound | organic contaminants
1,2,3,6,7,8-Hexachlorodibenzo-p-dioxin - ITEQ Upper Bound | organic contaminants
1,2,3,4,7,8-Hexachlorodibenzo-p-dioxin - ITEQ Upper Bound | organic contaminants
1,2,3,7,8-Pentachlorodibenzofuran - ITEQ Upper Bound | organic contaminants
Octachlorodibenzo-p-dioxin - ITEQ Upper Bound | organic contaminants
2,3,4,6,7,8-Hexachlorodibenzofuran - ITEQ Upper Bound | organic contaminants
1,2,3,4,6,7,8-Heptachlorodibenzo-p-dioxin - ITEQ Upper Bound | microplastics, nanoplastic, pfas, insecticide, pesticide, or similar
2,3,4,7,8-Pentachlorodibenzofuran - ITEQ Upper Bound | organic contaminants
Octachlorodibenzofuran - ITEQ Upper Bound | organic contaminants
1,2,3,4,7,8,9-Heptachlorodibenzofuran - ITEQ Upper Bound | microplastics, nanoplastic, pfas, insecticide, pesticide, or similar
1,2,3,7,8-Pentachlorodibenzo-p-dioxin - ITEQ Upper Bound | organic contaminants
1,2,3,4,6,7,8-Heptachlorodibenzofuran - ITEQ Upper Bound | microplastics, nanoplastic, pfas, insecticide, pesticide, or similar
Palladium | standard analyte
Metals : Total ( Cr Cu Ni Zn ) | Screening or Multi-Parameter Tests
9-chlorohexadecafluoro-3-oxanonane-1-sulfonic acid (F-53B Major): WW | Administrative and Procedural Markers
PCB : Total : Dry Wt | organic contaminants
4,8-Dioxa-3H-perfluorononanoic acid (ADONA) : wet wt | Administrative and Procedural Markers
Aluminium : Wet Wt | standard analyte
Sulphur, Leachable | standard analyte
8:8 Perfluorophosphinic acid: wet wt | standard analyte
Monooctyl Tin : Dry Wt as Cation | standard analyte
Sulphur | standard analyte
Bis(2chloroisopropyl) ether | organic contaminants
Nitrate, Leachable : Dry Wt as N | standard analyte
Substances Extractable by Petroleum ether : Wet Wt | organic contaminants
Pirimiphos-methyl : Dry Wt | standard analyte
1,2-Dinitrobenzene | organic contaminants
Azobenzene | organic contaminants
1-Methylnaphthalene | organic contaminants
Benzyl Alcohol | organic contaminants
Monobutyl Tin : Dry Wt as Cation | standard analyte
Diphenylamine | standard analyte
Alkalinity to pH 4.5 as HCO3 | standard analyte
2-Nitroaniline | organic contaminants
1,3-Dichloropropylene (cis- and trans-): Dry Wt | organic contaminants
1,3-Dinitrobenzene | organic contaminants
2,3,4,6-Tetrachlorophenol | organic contaminants
1,4-Dinitrobenzene | organic contaminants
Carbon Disulphide as CS2 : Dry Wt | standard analyte
Hydrazine as N | standard analyte
Hexachlorocyclopentadiene | organic contaminants
2,6-Dinitrophenol : Load | organic contaminants
tert-Amyl methyl ether :- {TAME} : Dry Wt | organic contaminants
Bromomethane : Dry Wt | organic contaminants
Ethyl tert-butyl ether :- {ETBE} : Dry Wt | organic contaminants
2,4-Dinitrophenol : Dry Wt | microplastics, nanoplastic, pfas, insecticide, pesticide, or similar
4,6-Dinitro-2-methylphenol : Dry Wt :- {Dinitro-o-cresol} | organic contaminants
Streptococci : Faecal : Colony identification | standard analyte
4-Methylphenol : Dry Wt :- {p-Cresol} | organic contaminants
Norfluoxetine | pharmaceuticals
Chlorpyrifos-methyl : Dry Wt | microplastics, nanoplastic, pfas, insecticide, pesticide, or similar
Clostridium : Sulphite reducing : Presumptive : MF | standard analyte
Preparation : Organics, Sieved <63 um | Administrative and Procedural Markers
Dichlorodifluoromethane : Dry Wt | organic contaminants
Bifenthrin : Dry Wt | microplastics, nanoplastic, pfas, insecticide, pesticide, or similar
Coumaphos : Dry Wt | standard analyte
Magnesium, Leachable | standard analyte
Desmetryn : Dry Wt | microplastics, nanoplastic, pfas, insecticide, pesticide, or similar
Atrazine-desisopropyl : Dry Wt :- {Atrazine de-isopropyl} | microplastics, nanoplastic, pfas, insecticide, pesticide, or similar
Fenchlorphos : Dry Wt | standard analyte
Hexamine | organic contaminants
GCMS Scan : after derivatisation | Screening or Multi-Parameter Tests
Ethion : Dry Wt | microplastics, nanoplastic, pfas, insecticide, pesticide, or similar
Iodofenphos : Dry Wt | microplastics, nanoplastic, pfas, insecticide, pesticide, or similar
Cyanazine : Dry Wt | microplastics, nanoplastic, pfas, insecticide, pesticide, or similar
Bendiocarb : Dry Wt | microplastics, nanoplastic, pfas, insecticide, pesticide, or similar
Prometryn : Dry Wt | microplastics, nanoplastic, pfas, insecticide, pesticide, or similar
Trietazine : Dry Wt | microplastics, nanoplastic, pfas, insecticide, pesticide, or similar
Pirimiphos-ethyl : Dry Wt | standard analyte
Fonofos : Dry Wt | microplastics, nanoplastic, pfas, insecticide, pesticide, or similar
Napropamide : Dry Wt | microplastics, nanoplastic, pfas, insecticide, pesticide, or similar
Ethofumesate : Dry Wt | microplastics, nanoplastic, pfas, insecticide, pesticide, or similar
Atrazine-desethyl : Dry Wt | microplastics, nanoplastic, pfas, insecticide, pesticide, or similar
Imazalil | microplastics, nanoplastic, pfas, insecticide, pesticide, or similar
Equiv.Carbon No >5-10, Aromatic Fraction | organic contaminants
Sulphite as SO3 | standard analyte
Metals : Total ( Cr Cu Fe Ni Pb ) | Screening or Multi-Parameter Tests
COSHH Assessment : Cyanide | standard analyte
2-Methylnaphthalene : Dry Wt | organic contaminants
Calcium, Leachable | standard analyte
Equiv.Carbon No >5-10, Aliphatic Fraction | organic contaminants
Substances Extractable by Petroleum ether | organic contaminants
Coliforms, Total : Confirmed : MPN : Wet Wt | standard analyte
Arenicola marina : 10 day lethality | Screening or Multi-Parameter Tests
Miscellaneous non-routine analysis | standard analyte
Arenicola marina : 10 day feeding | Qualitative Field Observations
Resorcinol : Dry Wt :- {1,3-Dihydroxybenzene} | organic contaminants
Toxicity Test : Algal, 3 Day : Static EC50 | Screening or Multi-Parameter Tests
Chlorpyrifos Total : Dry Wt | microplastics, nanoplastic, pfas, insecticide, pesticide, or similar
COSHH Assessment : Acidity/Alkalinity | standard analyte
COSHH Assessment : Sulphide | standard analyte
Phosphorus, Soluble reactive, GF/C Filtered | standard analyte
Strontium, Leachable | standard analyte
Algae : Total cell count | standard analyte
Alpha-Cypermethrin : Dry Wt :- {Cypermethrin-alpha} | microplastics, nanoplastic, pfas, insecticide, pesticide, or similar
Isopropyl Toluene : Sum of Isomers | organic contaminants
Detergents, Anionic as Sodium Lauryl Sulphate | organic contaminants
Di(2-ethylhexyl) adipate | organic contaminants
Aluminium, Leachable | standard analyte
Loss of Mass on drying in air | standard analyte
Ethane | organic contaminants
Cyfluthrin : Wet Wt | microplastics, nanoplastic, pfas, insecticide, pesticide, or similar
Acidity to pH8.3 as CACO3 | standard analyte
PCB : Total as Aroclor : Dry Wt | organic contaminants
Hardness, Total as Ca | standard analyte
Ethylene :- {Ethene} | organic contaminants
Equiv.Carbon No >10-24 : Dry Wt | standard analyte
Chloro aliphatics : Group 5 | organic contaminants
Chlorine in oil : Coulometric Titration | organic contaminants
3-Perfluoroheptylpropanoic acid: wet wt | Administrative and Procedural Markers
Equiv.Carbon No >25-40 : Dry Wt | standard analyte
Permethrin : Wet Wt | microplastics, nanoplastic, pfas, insecticide, pesticide, or similar
Asbestos by Fibre Count | standard analyte
Chloro organics : Group 4 | organic contaminants
Monophenyl Tin as Cation | standard analyte
Sulphur in Oil, Coulometric titration | organic contaminants
Organo Tin : Total | standard analyte
Total Asbestos | standard analyte
Dimethylbenzene : Sum of isomers :- {Xylene} | organic contaminants
Permeability | Hydrological Measurement Data
Phage : F+ Coliphage : Wet Wt | standard analyte
Tetrachlorodibenzofuran : Sum of Isomers : Dry Wt | organic contaminants
Bifidobacterium : Total | Administrative and Procedural Markers
Pentachlorodibenzofuran : Sum of Isomers : Dry Wt | organic contaminants
1-Methylnaphthalene : Dry Wt | organic contaminants
Bifidobacterium : Sorbitol Fermenters | Administrative and Procedural Markers
Pentachlorodibenzo-p-dioxins : Sum of Isomers : Dry Wt | organic contaminants
Hexachlorodibenzofuran : Sum of Isomers : Dry Wt | organic contaminants
Heptachlorodibenzo-p-dioxin : Sum of Isomers : Dry Wt | microplastics, nanoplastic, pfas, insecticide, pesticide, or similar
Oil and Grease : Dry Wt | organic contaminants
Heptachlorodibenzofuran : Sum of Isomers : Dry Wt | microplastics, nanoplastic, pfas, insecticide, pesticide, or similar
Hexachlorodibenzo-p-dioxin : Sum of Isomers : Dry Wt | organic contaminants
Acenaphthene : Wet Wt | standard analyte
Acenaphthylene : Wet Wt | standard analyte
Fluorene : Wet Wt | organic contaminants
Dibenzo(a,h)Anthracene : Wet Wt | organic contaminants
3,4-DiMethylPhenol : Dry Wt :-{3,4-Xylenol} | organic contaminants
3,5-Dimethylphenol : Dry Wt | organic contaminants
Equiv.Carbon No 3 : (Including Propane, Propene and Propyne) | organic contaminants
Tetrachlorodibenzo-p-dioxin : Sum of Isomers : Dry Wt | organic contaminants
Phosphorus, Total, Leachable | standard analyte
Suite Indicator : EC-SW | Administrative and Procedural Markers
Corophium volutator 10 day lethality | standard analyte
Cadmium : Total load | standard analyte
Toxicity Test : Daphnia magna, 2 day EC50 | standard analyte
Stage 1 Leachate Dilution | Hydrological Measurement Data
Boron, Leachable : Dry Wt | standard analyte
Dichlorodifluoromethane | organic contaminants
Rhodium | standard analyte
Bromomethane | organic contaminants
Nickel, <2000 um : Aqua Regia Digest | standard analyte
Chloroethane | organic contaminants
Nitrite, Leachable as N | standard analyte
BS EN 12457-1 one stage 2:1 leach test | Hydrological Measurement Data
Vanadium : Wet Wt | standard analyte
Tetraphenyl Tin : Dry Wt as Cation | standard analyte
Copper, <2000 um : Aqua Regia Digest | standard analyte
Equiv.Carbon No >10-12 : Dry Wt | standard analyte
Equiv.Carbon No >16-21 : Dry Wt | standard analyte
Equiv.Carbon No >12-16 : Dry Wt | standard analyte
Equiv.Carbon No >35-44 : Dry Wt | standard analyte
Equiv.Carbon No >21-35 : Dry Wt | standard analyte
Beryllium, Leachable | standard analyte
Zinc, <2000 um : Aqua Regia Digest | standard analyte
Lead, <2000 um : Aqua Regia Digest | standard analyte
Chromium, <2000 um : Aqua Regia Digest | standard analyte
2,2,3,4,4-Pentabromodiphenyl ether : Dry Wt :- {PBDE 85} | organic contaminants
UV Scan : Absorbance Max 1 | standard analyte
Volume discharged per tide | Hydrological Measurement Data
Fenpropimorph : Dry Wt | microplastics, nanoplastic, pfas, insecticide, pesticide, or similar
Thiocyanate as CN | standard analyte
Carbazole : Dry Wt | organic contaminants
Dibenzofuran : Dry Wt | organic contaminants
Perfluorohexanesulphonic acid - branched | standard analyte
2-(N-Ethylperfluorooctanesulfonamido)acetic acid: wet wt | Administrative and Procedural Markers
Equiv.Carbon No >10-20 : Dry Wt | standard analyte
Streptococci : Faecal : Confirmed : MPN : Wet Wt | standard analyte
Perfluorohexanesulphonic acid - linear | standard analyte
Nitrate (2M KCl extractable) : Dry Wt | standard analyte
Phage : Titration of dosing mixture | standard analyte
2,4-Dimethylphenol : Dry Wt :- {2,4-Xylenol } | microplastics, nanoplastic, pfas, insecticide, pesticide, or similar
tert-Dodecanethiol : Dry Wt | organic contaminants
Metals : Total ( Cr Cu Mn Mo Ni Pb ) : Group 107 | Screening or Multi-Parameter Tests
Diethylphthalate : Dry Wt | organic contaminants
Chloride : Total load | standard analyte
2,4,6-Trichlorophenol : Dry Wt | organic contaminants
2-Methylphenol : Dry Wt :- {o-Cresol} | organic contaminants
2-Chlorophenol : Dry Wt | organic contaminants
Phenanthrenes : C1 : Wet Wt | organic contaminants
Naphthalenes : C1 : Wet Wt | organic contaminants
Naphthalenes : C2 : Wet Wt | organic contaminants
Time Weighted Averages : PSD | Administrative and Procedural Markers
Di-n-octylphthalate : Dry Wt | organic contaminants
Dimethylphthalate : Dry Wt | organic contaminants
2,6-Dinitrotoluene : Dry Wt | organic contaminants
2-Nitroaniline : Dry Wt | organic contaminants
Sulphide : Wet Wt | standard analyte
Di-n-butylphthalate : Dry Wt | organic contaminants
2,4-Dinitrotoluene : Dry Wt | microplastics, nanoplastic, pfas, insecticide, pesticide, or similar
Decabromodiphenyl ether : Dry Wt :- {PBDE 209} | organic contaminants
BS EN 12457-1 one stage 2:1 leach test DW | Hydrological Measurement Data
Bis(2-chloroisopropyl)ether : Dry Wt | organic contaminants
Bis(2-chloroethyl)ether : Dry Wt | organic contaminants
Bis(2-chloroethoxy)methane : Dry Wt | organic contaminants
Benzyl butyl phthalate : Dry Wt | organic contaminants
Diphenylamine : Dry Wt | standard analyte
1,4-Dinitrobenzene : Dry Wt | organic contaminants
Nitrobenzene : Dry Wt | organic contaminants
1,2-Dinitrobenzene : Dry Wt | organic contaminants
4-Chlorophenyl phenyl ether : Dry Wt | organic contaminants
Hexachlorocyclopentadiene : Dry Wt | organic contaminants
Hexachloroethane : Dry Wt | organic contaminants
Isophorone : Dry Wt | standard analyte
1,3-Dinitrobenzene : Dry Wt | organic contaminants
2-Chloronaphthalene : Dry Wt | organic contaminants
Benzyl Alcohol : Dry Wt | organic contaminants
Azobenzene : Dry Wt | organic contaminants
4-Bromophenyl phenyl ether : Dry Wt | organic contaminants
4-Chloroaniline : Dry Wt | organic contaminants
2,2,3,4,4,5-Hexabromodiphenyl ether : Dry Wt :- {PBDE 138} | organic contaminants
UV Scan : Absorbance Max 3 | standard analyte
UV Scan : Absorbance Max 2 | standard analyte
UV Scan : Wavelength Max 3 | Screening or Multi-Parameter Tests
2-Methylpropan-1-ol :- {Iso-Butanol} | organic contaminants
UV Scan : Wavelength Max 1 | Screening or Multi-Parameter Tests
Escherichia coli : HH2 genetic marker | standard analyte
UV Scan : Wavelength Max 2 | Screening or Multi-Parameter Tests
BOD : 5 Day ATU, Leachable | standard analyte
Titanium : Wet Wt | standard analyte
Hydrogen | standard analyte
Hydrocarbons : Total petroleum in diesel range organics | organic contaminants
Cadmium, <2000 um : Aqua Regia Digest | standard analyte
2-Methylnaphthalene : Wet Wt | organic contaminants
Dibenzothiophene : Wet Wt | organic contaminants
Bisphenol A | organic contaminants
1-Methylnaphthalene : Wet Wt | organic contaminants
Weather condition applied | Meteorological and Environmental Context
Eulan : Dry Wt | organic contaminants
Plant Bioassay : Unknown herbicide content | microplastics, nanoplastic, pfas, insecticide, pesticide, or similar
Carbamazepine | pharmaceuticals
Flashpoint : ABEL | standard analyte
Benzo(b)Anthracene : Wet Wt :- {2,3-Benzanthracene} | organic contaminants
Borehole : Water level, pumping | Hydrological Measurement Data
CSO operating recently | standard analyte
4,4-Methylenedianiline | organic contaminants
Chlordane | microplastics, nanoplastic, pfas, insecticide, pesticide, or similar
Phaeophytin, Acetone Extract | organic contaminants
Bis(2-ethylhexyl)adipate : Dry Wt | organic contaminants
N-Nitroso-di-n-Propylamine : Dry Wt | organic contaminants
tert-Butyltoluene : Dry Wt | organic contaminants
Non Target Screening : Water | organic contaminants
Tetramethyl Lead | standard analyte
Nitrogen, Total Oxidised as NO3 | standard analyte
Tetraethyl Lead | standard analyte
Stage 1 Leachate Folder No | Hydrological Measurement Data
Lithium, Leachable | standard analyte
Stage 2 Leachate Folder No | Hydrological Measurement Data
BOD : 1 Day ATU, Total | standard analyte
Monophenyl Tin : Dry Wt as Cation | standard analyte
Ammoniacal Nitrogen : Wet Wt as N | standard analyte
2,3,5,6-Tetrachlorophenol : Dry Wt | organic contaminants
Equiv.Carbon Nos >20-30 : Dry Wt | standard analyte
Suite Indicator : EC-PCP | Administrative and Procedural Markers
Dibenzothiophenes : C1 : Wet Wt | organic contaminants
Equiv.Carbon No >30-40 : Dry Wt | standard analyte
Phenanthrenes : C2 : Wet Wt | organic contaminants
Dibenzothiophenes : C2 : Wet Wt | organic contaminants
Suite Indicator : EC-N | Administrative and Procedural Markers
Hydrocarbons, UV Fluorescence: Dry Wt | organic contaminants
2,3,4,4-Tetrabromodiphenyl ether : Dry Wt :- {PBDE 66} | organic contaminants
PCB : Total : Sum of 25 congeners | organic contaminants
3+4 Methylphenol : {m- + p- Cresol} | organic contaminants
3 + 4 Nitroaniline | organic contaminants
Phosphate : Total dissolved as P | standard analyte
Mercury : Total load | standard analyte
PCB - 170 : Wet Wt | organic contaminants
PCB - 128 : Wet Wt | organic contaminants
Metals : Total ( As Cr Ni Pb Zn ) : Group 1 | Screening or Multi-Parameter Tests
Phenols : Total : Wet Wt as Phenol | organic contaminants
Potassium : % on solids | standard analyte
Metals : Total ( Cr Ni Pb Zn ) : Group 45 | Screening or Multi-Parameter Tests
Boron, Extractable : Dry Wt | standard analyte
Tributyl Tin : Dry Wt as Sn | standard analyte
Sulphate : Qualitative | standard analyte
Sulphide : Solid sample | standard analyte
Iron, Leachable : Dry Wt | standard analyte
1,2,3,4,7,8-Hexachlorodibenzo-p-dioxin | organic contaminants
1,2,3,6,7,8-Hexachlorodibenzofuran | organic contaminants
Octachlorodibenzofuran | organic contaminants
1,2,3,4,7,8-Hexachlorodibenzofuran | organic contaminants
1,2,3,7,8,9-Hexachlorodibenzo-p-dioxin | organic contaminants
2,3,4,6,7,8-Hexachlorodibenzofuran | organic contaminants
1,2,3,6,7,8-Hexachlorodibenzo-p-dioxin | organic contaminants
Octachlorodibenzo-p-dioxin | organic contaminants
1,2,3,4,7,8,9-Heptachlorodibenzofuran | microplastics, nanoplastic, pfas, insecticide, pesticide, or similar
1,2,3,7,8-Pentachlorodibenzo-p-dioxin | organic contaminants
2,3,4,7,8-Pentachlorodibenzofuran | organic contaminants
Vanadium : HF Digest : Dry Wt | standard analyte
Hexabromocyclododecane -alpha : Dry Wt | organic contaminants
Propyzamide : Dry Wt | microplastics, nanoplastic, pfas, insecticide, pesticide, or similar
1,2,3,7,8,9-Hexachlorodibenzofuran | organic contaminants
Hexabromocyclododecane -gamma : Dry Wt | organic contaminants
Coliforms | standard analyte
Hexabromocyclododecane -beta : Dry Wt | organic contaminants
1,2,3,4,6,7,8-Heptachlorodibenzofuran | microplastics, nanoplastic, pfas, insecticide, pesticide, or similar
1,2,3,7,8-Pentachlorodibenzofuran | organic contaminants
2,3,7,8-Tetrachlorodibenzo-p-dioxin | organic contaminants
Suite Indicator : EC-IN | Administrative and Procedural Markers
Equiv.Carbon No >6-8, Aliphatic Fraction | organic contaminants
2,3,7,8-Tetrachlorodibenzofuran | organic contaminants
Colour at 400 nm, Filtered 0.45 um | standard analyte
Matter rejected from analysis | Administrative and Procedural Markers
Equiv.Carbon No >10-40, Leachable | standard analyte
Bacillus globigii : MF : Wet Wt | standard analyte
No visit. Sample not collected within planned and catch-up date range. | Administrative and Procedural Markers
Silver, < 63 um : Dry Wt | standard analyte
Toxicity Test : Trout, 4 Day : Semistatic LC50 | Screening or Multi-Parameter Tests
1,2,3,4,6,7,8-Heptachlordibenzo-p-dioxin | microplastics, nanoplastic, pfas, insecticide, pesticide, or similar
Equiv.Carbon No >16-35, Aliphatic Fraction : Dry Wt | organic contaminants
Ammonia : Steam distilled : Dry Wt (as N) | standard analyte
Vanadium : Load | standard analyte
Phosphorus, Total, Settled | standard analyte
Chlorine : Total Available : Filtered | standard analyte
Dinoseb : Dry Wt :- {2-Methyl-n-propyl-4,6-dinitrophenol} :- {DNBP} | organic contaminants
Suite Indicator : EC-SW1 | Administrative and Procedural Markers
V Notch Weir : Height | Hydrological Measurement Data
Orthophosphate as P | standard analyte
Drins : Total (Aldrin, Dieldrin, Endrin) | microplastics, nanoplastic, pfas, insecticide, pesticide, or similar
iso-Octanol :- {6-Methyl-1-heptanol} | organic contaminants
Acrylic acid :- {Propenoic acid} | Administrative and Procedural Markers
1-Butyl acetate :- {n-Butyl ethanoate} | organic contaminants
Toxicity Test : Trout : Pass/Fail 1/0 | Screening or Multi-Parameter Tests
Nitrate : Qualitative | standard analyte
Titanium, Leachable | standard analyte
COSHH Assessment : Organic/Inorganic | Administrative and Procedural Markers
Toxicity Test : C.Crangon, 4 Day LC50 | Screening or Multi-Parameter Tests
Equiv.Carbon No >5-7, Aromatic Fraction | organic contaminants
1-Nonanol | organic contaminants
Coliphage : Somatic : Wet Wt | standard analyte
Phosphate : Qualitative | standard analyte
White Spirit | organic contaminants
Equiv.Carbon No >20-40 : Dry Wt | standard analyte
Triphenylphosphine : Dry Wt | standard analyte
Chloride : Qualitative | standard analyte
Phenols, (4-amino-antipyrene) : Dry Wt | organic contaminants
PBDE (EQSD) Total | organic contaminants
Bacteroidetes Marker : Human copy number : Wet Wt | Administrative and Procedural Markers
1,4-Dimethylbenzene :- {p-Xylene} | organic contaminants
4-Nitrophenol | organic contaminants
Purge and trap | Screening or Multi-Parameter Tests
Uranium, Leachable | standard analyte
Tellurium, Leachable | standard analyte
Ethyl acetate :- {Ethyl ethanoate} | organic contaminants
Formaldehyde, Undistilled :- {Methanal} | organic contaminants
1,3-Dimethylbenzene :- {m-Xylene} | organic contaminants
CSO Visual impact | Qualitative Field Observations
Acid insoluble matter after ashing at 450 C : Aqua Regia Digest | standard analyte
Bismuth | standard analyte
Ammoniacal Nitrogen : In Situ Palin test | standard analyte
Pentachlorophenol : Load | organic contaminants
PCB - 081 | organic contaminants
PCB - 114 | organic contaminants
Coliforms, Faecal : Confirmed : MF | standard analyte
Nitrite : Qualitative | standard analyte
PCB - 189 | organic contaminants
Sulphide, Leachable : Wet Wt as S2 | standard analyte
PCB - 167 | organic contaminants
PCB - 157 | organic contaminants
Dimethylamine | organic contaminants
PCB - 123 | organic contaminants
Equiv.Carbon No >20-44 : Dry Wt | standard analyte
PCB - 047 | organic contaminants
PCB - 051 | organic contaminants
PCB - 099 | organic contaminants
ICP - OES : Metals screen : Semi-quantitative | Screening or Multi-Parameter Tests
2,4-Dinitrophenol | microplastics, nanoplastic, pfas, insecticide, pesticide, or similar
PCB - 018 | organic contaminants
PCB - 049 | organic contaminants
Cymoxanil | microplastics, nanoplastic, pfas, insecticide, pesticide, or similar
Phosphorus, Total, Leachable : Dry Wt as P | standard analyte
Phenols : Steam volatile : Dry Wt as Phenol | organic contaminants
Toxicity Test : Shrimp, 4 Day : Semistatic LC50 | Screening or Multi-Parameter Tests
1,3-Dichloropropylene (cis- and trans-) | organic contaminants
Pseudomonas aeruginosa : Confirmed : MF | standard analyte
Pseudomonas aeruginosa : Presumptive : MF | standard analyte
PCB 028 + 031 | organic contaminants
Flow : Sewage : Monthly total | Hydrological Measurement Data
Catellicoccus Marker : Seabird Copy Number : Wet Wt | Qualitative Field Observations
Equiv.Carbon No >6-10, Leachable | standard analyte
Equiv.Carbon No : 10-28 (Diesel Range) : Dry Wt | standard analyte
4-Nitroaniline | organic contaminants
Tri-allate : Dry Wt | microplastics, nanoplastic, pfas, insecticide, pesticide, or similar
3-Nitroaniline | organic contaminants
Acetonitrile : Dry Wt :- {Methyl Cyanide} | standard analyte
Substances Extractable by ether | organic contaminants
EDTA | organic contaminants
Alkalinity to pH 12 as NaOH | standard analyte
Toxicity Test : Shrimp, 3 Day : Semistatic LC50 | Screening or Multi-Parameter Tests
Phenols : Steam volatile, Leachable : Dry Wt | organic contaminants
Preparation : Metals, Sieved <2000 um | Administrative and Procedural Markers
Toxicity Test : Shrimp, 2 Day : Semistatic LC50 | Screening or Multi-Parameter Tests
Toxicity Test : Shrimp, 1 Day : Semistatic LC50 | Screening or Multi-Parameter Tests
Equiv.Carbon Nos >24-44 : Dry Wt | standard analyte
Chemical Oxygen Demand, Leachable : Dry Wt :- {COD} | standard analyte
Oil contaminated debris, Strandline to waters edge : 0-3 | organic contaminants
Ammonia un-ionised : % of Total | standard analyte
Equiv.Carbon No >12-16, Aliphatic Fraction, Leachable | organic contaminants
Equiv.Carbon No >10-12, Aliphatic Fraction, Leachable | organic contaminants
Oil and Tar, Waters edge | organic contaminants
Terrestrial derived litter, Strandline to waters edge | Qualitative Field Observations
Oil contaminated debris, Waters edge : Scale 0-3 | organic contaminants
Distance from bullnose in miles | Hydrological Measurement Data
Oil and Tar, Strandline to waters edge | organic contaminants
Equiv.Carbon No >16-21, Aromatic Fraction, Leachable | organic contaminants
Dead marine life, Waters edge | Qualitative Field Observations
Equiv.Carbon No >21-35, Aromatic Fraction, Leachable | organic contaminants
Density | standard analyte
Dead marine life, Strandline | Qualitative Field Observations
Oil contaminated debris, Strandline : Scale 0-3 | organic contaminants
Suite Indicator : SHELL | Administrative and Procedural Markers
Plant Bioassay : Known herbicide content | microplastics, nanoplastic, pfas, insecticide, pesticide, or similar
Hydrocarbons : Total as Ekofisk | organic contaminants
CSO Public access | Qualitative Field Observations
Number doing water contact sport | Qualitative Field Observations
Equiv.Carbon No >12-16, Aromatic Fraction, Leachable | organic contaminants
Equiv.Carbon No >10-12, Aromatic Fraction, Leachable | organic contaminants
Terrestrial derived litter, Waters edge | Qualitative Field Observations
Terrestrial derived litter, Strandline | Qualitative Field Observations
Oil and Tar, Strandline | organic contaminants
Animal faeces, Waters edge | Qualitative Field Observations
Dead marine life, Strandline to waters edge | Qualitative Field Observations
Potassium, 1M NH4NO3 extractable : Dry Wt | standard analyte
Signal crayfish (Pacifasticus leniusculus) DNA: Present/Not found | standard analyte
p-tert Octylphenol Diethoxylate | organic contaminants
Crayfish plague (Aphanomyces astaci) DNA: Present/Not found | standard analyte
White-clawed crayfish (Austropotamobius pallipes) DNA: Present/NF | standard analyte
Triclosan: Dry Wt | pharmaceuticals
Equiv.Carbon No >C5- C44, Aliphatic Fraction | organic contaminants
Methyl triclosan : Dry Wt | pharmaceuticals
p-tert Octylphenol Monoethoxylate | organic contaminants
Phenols : Total (6 Compounds) : Group 2 | organic contaminants
Suite Indicator : EC-SW2 | Administrative and Procedural Markers
Silica, Leachable as Si | standard analyte
Microtox | Screening or Multi-Parameter Tests
Formaldehyde : Wet Wt :- {Methanal} | organic contaminants
Uranium, Leachable : Dry Wt | standard analyte
Halogens as Cl : IP503 | Screening or Multi-Parameter Tests
Strong Acid Number : IP139 | Administrative and Procedural Markers
Alkalinity pH 4.5, Leachable : Dry Wt (as CaCO3) | standard analyte
Sulphated Ash : IP550 | standard analyte
Bromide, Leachable | standard analyte
Water Content, (Dean and Stark) | organic contaminants
Carbon Residue | standard analyte
Bromate, Leachable | standard analyte
PCBs, Total : IP462 | organic contaminants
Total Sediment : IP375 | organic contaminants
Equiv.Carbon No >16-35, Aliphatic Fraction, Leachable | organic contaminants
Linear Alkyl Sulphonates :- {LAS} | standard analyte
Fenpropidin : Dry Wt | Administrative and Procedural Markers
Bacteroidetes Marker : Ruminant copy number : Wet Wt | Administrative and Procedural Markers
Phenols : Dry Wt | organic contaminants
Flow : Weekly | Hydrological Measurement Data
Zinc, Leachable : Dry Wt | standard analyte
Trichlorobenzene : Total (123-, 124-, 135-) : LOD as 1/2 | organic contaminants
Streptomycin | pharmaceuticals
Tylosin | pharmaceuticals
Sulfadiazene | pharmaceuticals
Cryptosporidia oocysts | Administrative and Procedural Markers
BOD : 5 Day ATU, Settled | standard analyte
Apramycin | pharmaceuticals
1,1-Dichloropropane | organic contaminants
Tilmicosin | pharmaceuticals
PCB : Total as Aroclor | organic contaminants
Cerium | standard analyte
Gold | standard analyte
Equiv.Carbon No >7-8, Aromatic Fraction, Leachable | organic contaminants
Equiv.Carbon No >8-10, Aliphatic Fraction, Leachable | organic contaminants
Naphthalenes : C3 : Wet Wt | organic contaminants
Carbon Dioxide : Peak Reading | standard analyte
Methyl methacrylate :- {Methyl-2-methylpropenoate} | organic contaminants
Florfenicol | pharmaceuticals
Lincomycin | pharmaceuticals
Equiv.Carbon No >8-10, Aromatic Fraction, Leachable | organic contaminants
BOD : 5 Day non-ATU, Settled | standard analyte
Cyanide : Free, Leachable : Dry Wt as CN | standard analyte
BOD : 5 Day, Settled | standard analyte
Sulphur as SO4 | standard analyte
Aniline : Dry Wt | organic contaminants
Calcium : Wet Wt | standard analyte
Grain Size Fraction : 16000 to 31999 microns | standard analyte
Grain Size Fraction : 32000 to 62999 microns | standard analyte
Sodium : Wet Wt | standard analyte
Equiv.Carbon No >35-44, Aliphatic Fraction, Leachable | organic contaminants
Radioactivity : Gross Alpha | standard analyte
Radioactivity : Gross Beta | standard analyte
Hexachloro-1,3-cyclopentadiene | organic contaminants
Equiv.Carbon No >35-44, Aromatic Fraction, Leachable | organic contaminants
GCMS Scan : Semi-Volatile Screen : Solids | organic contaminants
Phenols : Steam volatile : Wet Wt as Phenol | organic contaminants
Sulphide, Leachable : Dry Wt as S | standard analyte
Metals : Total ( Cr Cu Fe Ni Pb Zn ) : Group 105 | Screening or Multi-Parameter Tests
Chlormequat chloride | microplastics, nanoplastic, pfas, insecticide, pesticide, or similar
Silt Fraction, 0.002 - < 0.063mm : Dry Wt | standard analyte
Magnesium, 1M NH4NO3 extractable : Dry Wt | standard analyte
Lead : DGT extract {Diffuse Gradient Thin Film Device} | standard analyte
3,5-Dimethylphenol : Dry Wt :- {3,5-Xylenol} | organic contaminants
Carbonate : Qualitative | standard analyte
Formaldehyde : Dry Wt :- {Methanal} | organic contaminants
Sand Fraction 0.063 - 2.00mm : Dry Wt | standard analyte
Copper : DGT extract {Diffuse Gradient Thin Film Device} | standard analyte
Zinc : DGT extract {Diffuse Gradient Thin Film Device} | standard analyte
Nickel : DGT extract {Diffuse Gradient Thin Film Device} | standard analyte
Clay Fraction <0.002mm : Dry Wt | standard analyte
Cadmium : DGT extract {Diffuse Gradient Thin Film Device} | standard analyte
Cyanide : Total, Leachable : Dry Wt as CN | standard analyte
Combined Fibre Count (Asbestos and Non-Asbestos) | standard analyte
Tetrachlorothioanisole : Sum of Isomers | organic contaminants
HCH -epsilon : Wet Wt | microplastics, nanoplastic, pfas, insecticide, pesticide, or similar
Oil and Grease, Extractable : Dry Wt | organic contaminants
Survey number | Administrative and Procedural Markers
Pirimicarb : Dry Wt | microplastics, nanoplastic, pfas, insecticide, pesticide, or similar
Streptococci : Faecal : Presumptive : MPN | standard analyte
Equiv.Carbon No >6-8, Aliphatic Fraction, Leachable | organic contaminants
Bromine Free : In Situ | standard analyte
Ammoniacal Nitrogen : Qualitative | standard analyte
Phosphorus, NaHCO3 (42g/l) extractable : Dry Wt | standard analyte
3,4-Dimethylphenol : Dry Wt :- {3,4-Xylenol} | organic contaminants
Equiv.Carbon No >5-7, Aromatic Fraction, Leachable | organic contaminants
Flow : Staff gauge | Hydrological Measurement Data
Suite Indicator : G3 | Administrative and Procedural Markers
Magnesium : Wet Wt | standard analyte
Hydroxide : Qualitative | Administrative and Procedural Markers
Ammoniacal Nitrogen as NH4 | standard analyte
Carbon : Fraction, Organic :- {FOC} | standard analyte
Demeton-S-methyl : Dry Wt | microplastics, nanoplastic, pfas, insecticide, pesticide, or similar
Chlormequat : (Dry Wt) | microplastics, nanoplastic, pfas, insecticide, pesticide, or similar
Cyanide : Free and loosely complexed as CN :- {Simple} | standard analyte
Pentachlorophenol : Wet Wt | organic contaminants
Cobalt : Wet Wt | standard analyte
Toluene, Leachable :- {Methylbenzene} | organic contaminants
Escherichia coli, O157 : per 100 gram | standard analyte
Cyanide : Wet Wt as CN | standard analyte
Potassium : Wet Wt | standard analyte
Legionella | standard analyte
Bronopol | microplastics, nanoplastic, pfas, insecticide, pesticide, or similar
VOCs : Tentatively Identified Compounds : Dry Wt | organic contaminants
Suite Indicator : NITRATE | standard analyte
Bromine : In Situ | standard analyte
Zebra Mussel (Dreissena polymorpha) DNA: Present/Not found | standard analyte
Lipids, Extractable : Wet Wt | Administrative and Procedural Markers
F+ Type I Bacteriophage | standard analyte
Legionella ID | standard analyte
Suite Indicator : G5 | Administrative and Procedural Markers
Silica : Qualitative | standard analyte
Exceptional Circumstances OSM (not S87 or unusual weather) | standard analyte
Flow : Hourly mean | Hydrological Measurement Data
Oil : Total Mineral | organic contaminants
Equiv.Carbon No >21-35, Aliphatic Fraction, Leachable | organic contaminants
Equiv.Carbon No >16-21, Aliphatic Fraction, Leachable | organic contaminants
Fluazinam : Dry Wt | microplastics, nanoplastic, pfas, insecticide, pesticide, or similar
Hydrocarbons (FTIR), Leachable | organic contaminants
HCH : Total (Alpha, Beta, Gamma, Delta) | microplastics, nanoplastic, pfas, insecticide, pesticide, or similar
Pesticides : Total | microplastics, nanoplastic, pfas, insecticide, pesticide, or similar
Boron : Wet Wt | standard analyte
Oil : Quantitative | organic contaminants
Manganese : DGT extract {Diffuse Gradient Thin Film Device} | standard analyte
Oxygen : % as O2 | standard analyte
2-Methylpyridine | organic contaminants
Escherichia coli, O157 : MPN | standard analyte
2-Methylpropanol :- {iso-Butanol} | organic contaminants
Zinc : (BS 3882) : Dry Wt | standard analyte
Copper (BS 3882) : Dry Wt | standard analyte
Stone Fraction 20 - 50mm : Dry Wt | standard analyte
Nickel (BS 3882) : Dry Wt | standard analyte
Carbon, Organic Walkley-Black : Dry Wt | standard analyte
Stone Fraction 2 - 20mm : Dry Wt | standard analyte
Calcium, 1M NH4NO3 extractable : Dry Wt | standard analyte
Mineral Oil : Total C17 to C38 : Dry Wt | organic contaminants
Dimethylbenzene : Sum of isomers (1,2- 1,3- 1,4-) :- {Xylene} | organic contaminants
GCMS Scan : Semi Volatile Screen : Additional 2 | organic contaminants
GCMS Scan : Semi Volatile Screen : Additional 3 | organic contaminants
Equiv.Carbon No 28-40 : Dry Wt | standard analyte
GCMS Scan : Semi Volatile Screen : Additional 1 | organic contaminants
Phosphorus : Wet Wt as P | standard analyte
Alkalinity to pH 12 as Na2CO3 | standard analyte
Latitude : Minutes | Administrative and Procedural Markers
Heptachlorodibenzofuran : Sum of Isomers | microplastics, nanoplastic, pfas, insecticide, pesticide, or similar
Escherichia coli : 3 Days, 36-38C : Confirmed : in 100 ml | standard analyte
Ethylbenzene Leachable | organic contaminants
Suite Indicator : EC-SW3 | Administrative and Procedural Markers
2-Acetylthiophene | standard analyte
1,1,2-Trichlorofluoroethane : Dry Wt | organic contaminants
Equiv.Carbon No >10-44 : Dry Wt | standard analyte
Acidity to pH 1.5 as HNO3 | standard analyte
Carbon/Nitrogen Ratio | standard analyte
Stone Fraction 2 - 60mm | standard analyte
MCPB :- {4-Chloro-2-methylphenoxybutyric acid} : Dry Wt | microplastics, nanoplastic, pfas, insecticide, pesticide, or similar
tert-Dodecanethiol | organic contaminants
Stone Fraction 60 - 200mm | standard analyte
2,4-D : Dry Wt :- {2,4-dichlorophenoxyacetic acid} | microplastics, nanoplastic, pfas, insecticide, pesticide, or similar
Chromium Hexavalent, Leachable | standard analyte
Equiv.Carbon No >5-6, Aliphatic Fraction, Leachable | organic contaminants
WQMS : Ammonia electrode, High C.O.P | standard analyte
Fenoprop : Dry Wt | microplastics, nanoplastic, pfas, insecticide, pesticide, or similar
Lithium, Leachable : Dry Wt | standard analyte
Alkalinity to pH 12 as CaCO3 | standard analyte
MCPA :- {4-Chloro-2-methylphenoxyacetic acid} : Dry Wt | microplastics, nanoplastic, pfas, insecticide, pesticide, or similar
Substances Extractable by Dichloromethane : Wet Wt | organic contaminants
Nitrogen : Wet Wt as N | standard analyte
Escherichia coli, O157 : Confirmed : MPN | standard analyte
Benzene, Leachable | organic contaminants
Dichlorprop : Dry Wt :- {2,4-DP} | microplastics, nanoplastic, pfas, insecticide, pesticide, or similar
Equiv.Carbon No >10-40, Aromatic Fraction, Leachable | organic contaminants
1,1,2-Trichlorofluoroethane | organic contaminants
Equiv.Carbon No >10-35, Aromatic Fraction, Leachable | organic contaminants
2-Acetylfuran | organic contaminants
Colony count : 2 Days at 37C : Aerobic : Wet Wt | standard analyte
Colony count : 3 Days at 22C : Aerobic : Wet Wt | standard analyte
Phosphorus, Extractable : Dry Wt as P | standard analyte
Calcium Carbonate : Dry Wt | standard analyte
Metaldehyde: Wet Wt | microplastics, nanoplastic, pfas, insecticide, pesticide, or similar
Calorific Value | standard analyte
2,5-Dichloronitrobenzene | organic contaminants
2,5-Dichloroaniline | organic contaminants
Equiv.Carbon No >30-40, Aliphatic Fraction, Leachable | organic contaminants
1,2-Dichloro-3-nitrobenzene :- {2,3-Dichloronitrobenzene} | organic contaminants
Equiv.Carbon No >20-30, Aliphatic Fraction, Leachable | organic contaminants
Equiv.Carbon No >10-25, Aliphatic Fraction, Leachable | organic contaminants
Equiv.Carbon No >10-20, Aromatic Fraction, Leachable | organic contaminants
Equiv.Carbon No >25-40, Aromatic Fraction, Leachable | organic contaminants
Equiv.Carbon No >10-24, Aliphatic Fraction, Leachable | organic contaminants
Pentachlorodibenzofuran : Sum of Isomers | organic contaminants
Equiv.Carbon No >20-40, Aromatic Fraction, Leachable | organic contaminants
Equiv.Carbon No >10-44, Aliphatic Fraction, Leachable | organic contaminants
Equiv.Carbon No >24-44, Aliphatic Fraction, Leachable | organic contaminants
Equiv.Carbon No >10-35, Aliphatic Fraction, Leachable | organic contaminants
Equiv.Carbon No >24-44, Aliphatic Fraction, leachable | organic contaminants
Equiv.Carbon No >10-25, Aromatic Fraction, Leachable | organic contaminants
Equiv.Carbon No >24-40, Aromatic Fraction, Leachable | organic contaminants
Equiv.Carbon No >16-35, Aromatic Fraction, Leachable | organic contaminants
Equiv.Carbon No >24-40, Aliphatic Fraction, Leachable | organic contaminants
Equiv.Carbon No >10-24, Aromatic Fraction, Leachable | organic contaminants
Equiv.Carbon No >25-40, Aliphatic Fraction, leachable | organic contaminants
Equiv.Carbon No >20-44, Aromatic Fraction, Leachable | organic contaminants
Equiv.Carbon No >20-44, Aliphatic Fraction, Leachable | organic contaminants
Equiv.Carbon No >20-40, Aliphatic Fraction, Leachable | organic contaminants
Equiv.Carbon No >20-30, Aromatic Fraction, leachable | organic contaminants
Equiv.Carbon No >10-20, Aliphatic Fraction, Leachable | organic contaminants
Equiv.Carbon No >10-44, Aromatic Fraction, Leachable | organic contaminants
BOD : 5 Day, Filtered | standard analyte
Equiv.Carbon No >35-40, Aromatic Fraction,Leachable | organic contaminants
Mitochondrial Marker : Avian copy number : Wet Wt | standard analyte
Chlorothalonil : Dry Wt | microplastics, nanoplastic, pfas, insecticide, pesticide, or similar
Acidity to pH 1.5 as H2SO4 | standard analyte
Metals : Total ( As Cd Cr Cu Ni Pb Zn ) : Group 21 | Screening or Multi-Parameter Tests
Prochloraz : Dry Wt | microplastics, nanoplastic, pfas, insecticide, pesticide, or similar
Acidity to pH 8.3 as CaCO3 | standard analyte
No results : Sample not analysed at Lab | Administrative and Procedural Markers
Longitude : Minutes | Administrative and Procedural Markers
Silicate, Leachable : Dry Wt as SiO2 | standard analyte
Pentachlorodibenzo-p-dioxin : Sum of Isomers | organic contaminants
Hexachlorodibenzo-p-dioxin : Sum of Isomers | organic contaminants
Legionella pneumophila serogroup 1 | standard analyte
Tetrachlorodibenzo-p-dioxin : Sum of Isomers | organic contaminants
Legionella pneumophila serogroup 2-14 | standard analyte
Longitude : Degrees | Administrative and Procedural Markers
Escherichia coli : Presumptive : MPN | standard analyte
Signal crayfish (Pacifasticus leniusculus) copy number | standard analyte
Hexachlorodibenzofuran : Sum of Isomers | organic contaminants
Crayfish plague (Aphanomyces astaci) DNA copy number | standard analyte
Salmonella : Wet Wt | standard analyte
Chloroform : Wet Wt :- {Trichloromethane} | organic contaminants
Coliforms : Presumptive : MPN | standard analyte
Equiv.Carbon No >30-40, Aromatic Fraction, Leachable | organic contaminants
Equiv.Carbon No >10-40, Aliphatic Fraction, Leachable | organic contaminants
2,3-Dichloroaniline :- {2,3-Dichlorobenzamine} | organic contaminants
Heptachlorodibenzo-p-dioxin : Sum of Isomers | microplastics, nanoplastic, pfas, insecticide, pesticide, or similar
3-Acetylthiophene | standard analyte
Equiv.Carbon No >30-40, Aromatic Fraction, leachable | organic contaminants
Substances Extractable by Dichloromethane : Dry Wt | organic contaminants
Equiv.Carbon No >5-10 : Leachable | standard analyte
White-clawed crayfish (Austropotamobius pallipes) DNA copy number | standard analyte
Distance from source in kilometres | Hydrological Measurement Data
Latitude : Degrees | Administrative and Procedural Markers
Tetrachlorodibenzofuran : Sum of Isomers | organic contaminants
Chromium Hexavalent, Leachable : Dry Wt | standard analyte
Phosphorus, Total | standard analyte
Thiocyanate, Leachable as CNS | standard analyte
3-Methylphenol : Dry Wt :- {m-Cresol} | organic contaminants
3-Nitroaniline : Dry Wt | organic contaminants
Dioctyl Phthalate | organic contaminants
4-Nitroaniline : Dry Wt | organic contaminants
Bulk density | standard analyte
Insignificant Spills | Administrative and Procedural Markers
Cadmium : in non aqueous liquid | standard analyte
4-Nitrodiphenylamine | standard analyte
Tributyl Tin as Sn | standard analyte
Triphenylene : Dry Wt | standard analyte
Flashpoint : Code | standard analyte
4-Nitrophenol : Dry Wt | organic contaminants
Scan : Total Metal, Flag | Screening or Multi-Parameter Tests
PCNB :- {Quintozene} | microplastics, nanoplastic, pfas, insecticide, pesticide, or similar
Tetrachlorobenzene : Sum of Isomers | organic contaminants
Chromium : in non aqueous liquid | standard analyte
Thallium: in non aqueous liquid | standard analyte
Vanadium: in non aqueous liquid | standard analyte
Cobolt : in non aqueous liquid | Administrative and Procedural Markers
Antimony: in non aqueous liquid | standard analyte
1,3-Dichlorobenzene, Leachable | organic contaminants
Tetrachloroethylene : Wet Wt :- {Perchloroethylene} | organic contaminants
Propiconazole : Dry Wt | microplastics, nanoplastic, pfas, insecticide, pesticide, or similar
Dimethanoate | microplastics, nanoplastic, pfas, insecticide, pesticide, or similar
2,6-Dimethylpyridine :- {2,6-Lutidine} | organic contaminants
Dibromoethane | organic contaminants
4-Methylpyridine :- {4-Picoline} | organic contaminants
Zebra Mussel (Dreissena polymorpha) DNA copy number | standard analyte
Zinc: in non aqueous liquid | standard analyte
BOD 5-day, Leachable : Wet Wt | standard analyte
Mercury : in non aqueous liquid | standard analyte
Arsenic : in non aqueous liquid | standard analyte
Nickel : in non aqueous liquid | standard analyte
Lead : in non aqueous liquid | standard analyte
Carbon tetrachloride : Wet Wt :- {Tetrachloromethane} | organic contaminants
Legionella pneumophila | standard analyte
Carbon, Organic Volatile, Volatile as C | organic contaminants
Thiosulphate, Dissolved as S2O3 | standard analyte
Manganese : in non aqueous liquid | standard analyte
Tetrachlorothioanisole : Sum of Isomers : Dry Wt | organic contaminants
Sodium, 1M NH4NO3 extractable : Dry Wt | standard analyte
Copper : in non aqueous liquid | standard analyte
3-Methylpyridine :- {beta-Picoline} | organic contaminants
Nitrogen, Total Inorganic, Leachable : Dry Wt as N | standard analyte
Dichlorofluoromethane : Dry Wt | organic contaminants
1,1-Dichloroethylene, Leachable | organic contaminants
Acetylene | organic contaminants
Bromobenzene, Leachable | organic contaminants
Carbon tetrachloride, Leachable :- {Tetrachloromethane} | organic contaminants
Dibromochloromethane, Leachable | organic contaminants
Bromoform, Leachable :- {Tribromomethane} | organic contaminants
1,1,1,2-Tetrachloroethane, Leachable | organic contaminants
Chlorobenzene, Leachable | organic contaminants
Escherichia coli : Presumptive : MF : Analysis in 10 Hours | standard analyte
Propane | organic contaminants
Helium | standard analyte
Salmonella: Enumeration : MPN : Wet Wt | standard analyte
Conductivity at 20 C, CaSO4 Extract MAFF 427/24 | standard analyte
2,2-Dichloropropane, Leachable | organic contaminants
Dimethylbenzene : Sum of (1,2- 1,3- 1,4-) : Leachable :- {Xylene} | organic contaminants
1,2-Dibromoethane, Leachable | organic contaminants
1,2-Dimethylbenzene, Leachable :- {o-Xylene} | organic contaminants
Vinyl Chloride, Leachable :- {Chloroethylene} | organic contaminants
1,1-Dichloroethane, Leachable | organic contaminants
Coliforms, Total : MPN : Wet Wt | standard analyte
Nitrate + Chloride | standard analyte
Dimethylbenzene : Sum of isomers (1,3- 1,4-), Leachable | organic contaminants
1,2-Dichloropropane, Leachable | organic contaminants
2-Chlorotoluene, Leachable | organic contaminants
1,1,1-Trichloroethane, Leachable | organic contaminants
1,2,3-Trichloropropane, Leachable | organic contaminants
1,3-Dichloropropane, Leachable | organic contaminants
1,2-Dichloroethane, Leachable | organic contaminants
Streptococci : Faecal : MPN : Wet Wt | standard analyte
Chloromethane, Leachable | organic contaminants
Trichloroethylene, Leachable :- {Trichloroethene} | organic contaminants
Acidity to pH 1.5 as HCl | standard analyte
Tetrachloroethylene, Leachable | organic contaminants
Bromochloromethane, Leachable | organic contaminants
1,1-Dichloropropene, Leachable | organic contaminants
Silica : Total as SiO2 | standard analyte
Alkalinity to pH 12 as Ca(OH)2 | standard analyte
2,3,4,4 Tetrabromodiphenyl ether : Wet Wt | organic contaminants
Trichloroacetic acid :- {TCA} | organic contaminants
Solids, Suspended, non-volatile at 500 C, 1/2 hour settled | organic contaminants
Uranium : Dry Wt | standard analyte
Demeton-S | microplastics, nanoplastic, pfas, insecticide, pesticide, or similar
Volatile fatty acids : Total as CH3COOH | organic contaminants
Suite Indicator : SHWREF | Administrative and Procedural Markers
2,2,3,4,4 Pentabromodiphenyl Ether: Wet Wt | organic contaminants
2,2,3,4,4,5,6 Heptabromodiphenyl Ether: Wet Wt | organic contaminants
Octachlorodibenzo-p-dioxin : Total : Dry Wt | organic contaminants
Kerosene Odourless | Qualitative Field Observations
Aroclor 1260 : Dry Wt | organic contaminants
Phenols : Steam volatile, Leachable : Wet Wt | organic contaminants
pH : Grant YSI 3800 : In Situ | standard analyte
Trichloromethane, Leachable :- {Chloroform} | organic contaminants
Bromacil | microplastics, nanoplastic, pfas, insecticide, pesticide, or similar
Flow : Dry Weather :- {DWF} | Hydrological Measurement Data
n-Propylbenzene, Leachable | organic contaminants
tert-Butylbenzene, Leachable :- {(1,1-Dimethylethyl)benzene} | organic contaminants
Oil Visible : In Situ | organic contaminants
Trichlorofluoromethane, Leachable | organic contaminants
Dibromomethane, Leachable | organic contaminants
1,1,2,2-Tetrachloroethane, Leachable | organic contaminants
1,2,4-Trimethylbenzene, Leachable | organic contaminants
Styrene, Leachable :- {Vinylbenzene} | organic contaminants
Dichloromethane, Leachable :- {Methylene Chloride} | organic contaminants
Bromodichloromethane, Leachable | organic contaminants
1,1,2-Trichloroethane, Leachable | organic contaminants
trans-1,2-Dichloroethylene, Leachable | organic contaminants
1,3,5-Trimethylbenzene, Leachable | organic contaminants
sec-Butylbenzene, Leachable :- {1-Methylpropylbenzene} | organic contaminants
cis-1,2-Dichloroethylene, Leachable | organic contaminants
4-Chlorotoluene, Leachable | organic contaminants
4-n-Nonylphenol :- {p-n-Nonylphenol} | organic contaminants
Permanganate Value 10 Minutes | Screening or Multi-Parameter Tests
4-n-Octylphenol :- {p-n-Octylphenol} | organic contaminants
2,3,5-Trimethylphenol : Dry Wt | organic contaminants
3,3,4,4-Tetrabromodiphenyl ether :- {PBDE 77} | organic contaminants
2-isopropylphenol : Dry Wt | organic contaminants
1,2,3,4,6,7,8-Heptachlorodibenzo-p-dioxin | microplastics, nanoplastic, pfas, insecticide, pesticide, or similar
Mitochondrial Marker : Cattle copy number : Wet Wt | standard analyte
Optical Density at 600 nm, Unfiltered | standard analyte
1,1,1-Trichloroethane : Wet Wt | organic contaminants
HCH -alpha, Particulate | microplastics, nanoplastic, pfas, insecticide, pesticide, or similar
Infra-Red Scan : Report Number | Screening or Multi-Parameter Tests
Dichloromethane : Wet Wt :- {Methylene Dichloride} | organic contaminants
Trichloroethylene : Wet Wt :- {Trichloroethene} | organic contaminants
Methylphenol : Dry Wt : {Cresol} | organic contaminants
Substances Extractable by Chloroform : Wet Wt | organic contaminants
Mecoprop : Wet Wt | microplastics, nanoplastic, pfas, insecticide, pesticide, or similar
Mitochondrial Marker : Pig copy number : Wet Wt | standard analyte
Blue green algal score | standard analyte
Propham | standard analyte
Coliforms, Faecal : MPN : Wet Wt | standard analyte
Methylphenol : Sum of isomers (3- and 4-) : Dry Wt | organic contaminants
Dimethylphenol : Sum of (2,3- 2,4- and 2,5-) : Dry Wt : {Xylenol} | organic contaminants
4-Chlorophenol : Dry Wt | organic contaminants
Ammoniacal Nitrogen, 2M KCl extractable : Dry Wt | standard analyte
Catechol : Dry Wt :- {1,2-Dihydroxybenzene} | organic contaminants
Preparation : Organics, Sieved <2000 um | Administrative and Procedural Markers
Distance horizontal in from right bank | Hydrological Measurement Data
1,2-Dichloroethylene :- {1,2-Dichloroethene} | organic contaminants
Dimethylphenol : Sum of isomers (2,4- and 2,5-) : Dry Wt | organic contaminants
Acidity to pH 5.0 as CH3COOH | standard analyte
Hardness, Carbonate | standard analyte
Nitrogen, Sat CaSO4 extractable : Dry Wt | standard analyte
Acidity to pH 8.0 as H3PO4 | standard analyte
Clostridium perfringens : Confirmed : MF : Wet Wt | Administrative and Procedural Markers
Escherichia coli, O157 : per 100 ml | standard analyte
Formaldehyde, Leachable : Dry Wt :- {Methanal} | organic contaminants
Dibutyl Tin | standard analyte
1-Naphthol : Dry Wt | standard analyte
Ammonia | standard analyte
Chaetocerus : Bloom algae | standard analyte
Parathion-ethyl : Wet Wt :- {Parathion} | microplastics, nanoplastic, pfas, insecticide, pesticide, or similar
Thalassiosira : Bloom algae | standard analyte
Alkalinity pH 4.5, Leachable (as CaCO3) | standard analyte
Mitochondrial Marker : Human copy number : Wet Wt | standard analyte
Phenols : Total : Dry Wt | organic contaminants
Nickel : Total moving 7 day emissions | standard analyte
Clarity code | standard analyte
Gymnodinium : Bloom algae | standard analyte
Ethion : Wet Wt | microplastics, nanoplastic, pfas, insecticide, pesticide, or similar
Salmonella : in 1 Litre | standard analyte
Phosphorus, 0.5M NaHCO3 extractable : Dry Wt | standard analyte
Tryptophan | standard analyte
Ethylene glycol monoethyl ether :- {Ethoxyethanol} | organic contaminants
Salmonella : Enumeration : MPN : Wet Wt | standard analyte
Escherichia coli : Presumptive : CFU | standard analyte
Sulphate, Water Soluble 2:1 | standard analyte
BOD : 20 Day | standard analyte
Phaeocystis : Bloom algae | standard analyte
Uranium U-235, Count error | standard analyte
Substances Extractable by Cyclohexane : Wet wt | organic contaminants
Poliovirus : Type 1 : 1=Yes : 0=No | standard analyte
TDE -op : Wet Wt | microplastics, nanoplastic, pfas, insecticide, pesticide, or similar
Asterionella | standard analyte
Boron, Filtered | standard analyte
1,2-Dichloroethane : Wet Wt | organic contaminants
Flow : Monthly mean | Hydrological Measurement Data
Solids, Suspended, (Optical Turbidity) | standard analyte
Trichlorofluoromethane : Wet Wt | organic contaminants
Oil and Grease : Wet Wt | organic contaminants
Weather : Temperature Wet Bulb | Meteorological and Environmental Context
Ammoniacal Nitrogen : Grant YSI 3800 : In Situ | standard analyte
Oil Free | organic contaminants
Fenitrothion : Wet Wt | microplastics, nanoplastic, pfas, insecticide, pesticide, or similar
Zinc : Total weekly load | standard analyte
Flow : Total daily : Day 16 | Hydrological Measurement Data
Methane | organic contaminants
Azinphos-ethyl : Wet Wt | microplastics, nanoplastic, pfas, insecticide, pesticide, or similar
Noctiluca : Bloom algae | standard analyte
trans-Permethrin : Wet Wt | microplastics, nanoplastic, pfas, insecticide, pesticide, or similar
PCB - 031 : Wet Wt | organic contaminants
1,2,3-Trichlorobenzene : Wet Wt | organic contaminants
Nemoura sp. | standard analyte
Carbon Disulphide as CS2 | standard analyte
Azinphos-methyl : Wet Wt | microplastics, nanoplastic, pfas, insecticide, pesticide, or similar
Carbophenothion : Wet Wt | standard analyte
Malathion : Wet Wt | microplastics, nanoplastic, pfas, insecticide, pesticide, or similar
PAH: Total: Indeno(1,2,3-cd)pyrene and Benzo(g,h,i)-perylene | organic contaminants
Simazine : Wet Wt | microplastics, nanoplastic, pfas, insecticide, pesticide, or similar
Chlorpyrifos-ethyl : Wet Wt | microplastics, nanoplastic, pfas, insecticide, pesticide, or similar
Microtox, 30 Minutes : EC50 Lower 95% confidence limit | Screening or Multi-Parameter Tests
Flow : Integrator : Gallons X 1000 :- {Cumulative Flow} | Hydrological Measurement Data
Titanium, Particulate | standard analyte
Text determinand for virology samples | Administrative and Procedural Markers
Oxygen, Dissolved : Grant YSI 3800 : In Situ | standard analyte
Microtox, 30 Minutes : EC50 Upper 95% confidence limit | Screening or Multi-Parameter Tests
Solids, Particulate, non-volatile at 500 C | organic contaminants
Mono Chloramines : Sum of, Dissolved as Cl2 | standard analyte
Ammoniacal Nitrogen, Filtered : Low level as N | standard analyte
Mitochondrial Marker : Sheep copy number : Wet Wt | standard analyte
Exchangeable Sodium Percentage, BS3882 :1994 : Dry Wt : {ESP} | standard analyte
4-2 Fluorotelomer olefin : Dry Wt | microplastics, nanoplastic, pfas, insecticide, pesticide, or similar
Endosulfan A : Wet Wt | microplastics, nanoplastic, pfas, insecticide, pesticide, or similar
Atrazine : Wet Wt | microplastics, nanoplastic, pfas, insecticide, pesticide, or similar
Sulphate, Leachable : Wet Wt | standard analyte
Organo Halogens : Total | Screening or Multi-Parameter Tests
1,3,5-Trichlorobenzene : Wet Wt | organic contaminants
1,2,4-Trichlorobenzene : Wet Wt | organic contaminants
DDE -op : Wet Wt | microplastics, nanoplastic, pfas, insecticide, pesticide, or similar
Microtox, 30 Minutes : EC50 | Screening or Multi-Parameter Tests
Tri-allate : Wet Wt | microplastics, nanoplastic, pfas, insecticide, pesticide, or similar
Antimony : Wet Wt | standard analyte
Endosulfan : Total (A + B) : Dry Wt | microplastics, nanoplastic, pfas, insecticide, pesticide, or similar
Parathion-methyl : Wet Wt | microplastics, nanoplastic, pfas, insecticide, pesticide, or similar
Metals : Total ( Cd Cr Cu Pb ) | Screening or Multi-Parameter Tests
Halogens : Total Free | Screening or Multi-Parameter Tests
Propetamphos : Wet Wt | standard analyte
Manganese, Particulate | standard analyte
1,1,2-Trichlorofluoroethane : Wet Wt | organic contaminants
Chlorfenvinphos : Wet Wt | standard analyte
Hardness, Non Carbonate | standard analyte
Radon Rn-222 | standard analyte
Escherichia coli | standard analyte
Ephemerella sp. | standard analyte
Moisture Content, Air dried 30 C | standard analyte
Altitude, WRT Local datum | Administrative and Procedural Markers
Isopropylphenol diphenyl phosphate | organic contaminants
Ankistrodesmus | standard analyte
Propazine : Wet Wt | microplastics, nanoplastic, pfas, insecticide, pesticide, or similar